## Sheet1
Category | Subcategory | Model | Description | URL | Image
Add-a-Valve | Add-a-Valve: Lead Free | Add-a-Valve: Lead Free | Emergency Shutoff Device, Lead Free Brass | https://www.jomarvalve.com/specsheets/LF-AAV.pdf | https://cdn-ilabjep.nitrocdn.com/byhKirIaaYsNuCwveZEShuGeKrssTLzI/assets/images/optimized/rev-cf1f084/www.jomarvalve.com/wp-content/uploads/LF-AAV.webp
Add-a-Valve | Add-a-Valve | Add-a-Valve | Emergency Shutoff Device, Standard Brass | https://www.jomarvalve.com/specsheets/AAV.pdf | https://cdn-ilabjep.nitrocdn.com/byhKirIaaYsNuCwveZEShuGeKrssTLzI/assets/images/optimized/rev-cf1f084/www.jomarvalve.com/wp-content/uploads/2022/11/aav.jpg
Actuation | Electric Actuators | AE-180-120-12 | AE Series Actuator | https://www.jomarvalve.com/specsheets/AE-180.pdf | https://cdn-ilabjep.nitrocdn.com/byhKirIaaYsNuCwveZEShuGeKrssTLzI/assets/images/optimized/rev-cf1f084/www.jomarvalve.com/wp-content/uploads/ae-180.jpg
Actuation | Electric Actuators | AE-350 | AE Series Actuator | https://www.jomarvalve.com/specsheets/AE-350.pdf | https://cdn-ilabjep.nitrocdn.com/byhKirIaaYsNuCwveZEShuGeKrssTLzI/assets/images/optimized/rev-cf1f084/www.jomarvalve.com/wp-content/uploads/ae-350.jpg
Actuation | Electric Actuators | AE-700 | AE Series Actuator | https://www.jomarvalve.com/specsheets/AE-700.pdf | https://cdn-ilabjep.nitrocdn.com/byhKirIaaYsNuCwveZEShuGeKrssTLzI/assets/images/optimized/rev-cf1f084/www.jomarvalve.com/wp-content/uploads/ae-700.jpg
Actuation | Electric Actuators | AE-880 | AE Series Actuator | https://www.jomarvalve.com/specsheets/AE-880.pdf | https://cdn-ilabjep.nitrocdn.com/byhKirIaaYsNuCwveZEShuGeKrssTLzI/assets/images/optimized/rev-cf1f084/www.jomarvalve.com/wp-content/uploads/ae-880.jpg
Actuation | Electric Actuators | AE-1400 | AE Series Actuator | https://www.jomarvalve.com/specsheets/AE-1400-9700.pdf | https://cdn-ilabjep.nitrocdn.com/byhKirIaaYsNuCwveZEShuGeKrssTLzI/assets/images/optimized/rev-cf1f084/www.jomarvalve.com/wp-content/uploads/2023/01/ae-1400.jpg
Actuation | Electric Actuators | AE-2100 | AE Series Actuator | https://www.jomarvalve.com/specsheets/AE-1400-9700.pdf | https://cdn-ilabjep.nitrocdn.com/byhKirIaaYsNuCwveZEShuGeKrssTLzI/assets/images/optimized/rev-cf1f084/www.jomarvalve.com/wp-content/uploads/2023/01/ae-1400.jpg
Actuation | Electric Actuators | AE-3100 | AE Series Actuator | https://www.jomarvalve.com/specsheets/AE-1400-9700.pdf | https://cdn-ilabjep.nitrocdn.com/byhKirIaaYsNuCwveZEShuGeKrssTLzI/assets/images/optimized/rev-cf1f084/www.jomarvalve.com/wp-content/uploads/2023/01/ae-1400.jpg
Actuation | Electric Actuators | AE-4400 | AE Series Actuator | https://www.jomarvalve.com/specsheets/AE-1400-9700.pdf | https://cdn-ilabjep.nitrocdn.com/byhKirIaaYsNuCwveZEShuGeKrssTLzI/assets/images/optimized/rev-cf1f084/www.jomarvalve.com/wp-content/uploads/2023/01/ae-1400.jpg
Actuation | Electric Actuators | AE-7000 | AE Series Actuator | https://www.jomarvalve.com/specsheets/AE-1400-9700.pdf | https://cdn-ilabjep.nitrocdn.com/byhKirIaaYsNuCwveZEShuGeKrssTLzI/assets/images/optimized/rev-cf1f084/www.jomarvalve.com/wp-content/uploads/2023/01/ae-1400.jpg
Actuation | Electric Actuators | AE-9700 | AE Series Actuator | https://www.jomarvalve.com/specsheets/AE-1400-9700.pdf | https://cdn-ilabjep.nitrocdn.com/byhKirIaaYsNuCwveZEShuGeKrssTLzI/assets/images/optimized/rev-cf1f084/www.jomarvalve.com/wp-content/uploads/2023/01/ae-1400.jpg
Actuation | Electric Actuators: Modulating | AE-700M | AE Series Actuator: Modulating | https://www.jomarvalve.com/specsheets/AE-700M.pdf | https://cdn-ilabjep.nitrocdn.com/byhKirIaaYsNuCwveZEShuGeKrssTLzI/assets/images/optimized/rev-cf1f084/www.jomarvalve.com/wp-content/uploads/ae-700.jpg
Actuation | Electric Actuators: Modulating | AE-880M | AE Series Actuator: Modulating | https://www.jomarvalve.com/specsheets/AE-880M.pdf | https://cdn-ilabjep.nitrocdn.com/byhKirIaaYsNuCwveZEShuGeKrssTLzI/assets/images/optimized/rev-cf1f084/www.jomarvalve.com/wp-content/uploads/ae-880.jpg
Actuation | Electric Actuators: Modulating | AE-1400M | AE Series Actuator: Modulating | https://www.jomarvalve.com/specsheets/AE-1400-9700M.pdf | https://cdn-ilabjep.nitrocdn.com/byhKirIaaYsNuCwveZEShuGeKrssTLzI/assets/images/optimized/rev-cf1f084/www.jomarvalve.com/wp-content/uploads/2023/01/ae-1400.jpg
Actuation | Electric Actuators: Modulating | AE-2100M | AE Series Actuator: Modulating | https://www.jomarvalve.com/specsheets/AE-1400-9700M.pdf | https://cdn-ilabjep.nitrocdn.com/byhKirIaaYsNuCwveZEShuGeKrssTLzI/assets/images/optimized/rev-cf1f084/www.jomarvalve.com/wp-content/uploads/2023/01/ae-1400.jpg
Actuation | Electric Actuators: Modulating | AE-3100M | AE Series Actuator: Modulating | https://www.jomarvalve.com/specsheets/AE-1400-9700M.pdf | https://cdn-ilabjep.nitrocdn.com/byhKirIaaYsNuCwveZEShuGeKrssTLzI/assets/images/optimized/rev-cf1f084/www.jomarvalve.com/wp-content/uploads/2023/01/ae-1400.jpg
Actuation | Electric Actuators: Modulating | AE-4400M | AE Series Actuator: Modulating | https://www.jomarvalve.com/specsheets/AE-1400-9700M.pdf | https://cdn-ilabjep.nitrocdn.com/byhKirIaaYsNuCwveZEShuGeKrssTLzI/assets/images/optimized/rev-cf1f084/www.jomarvalve.com/wp-content/uploads/2023/01/ae-1400.jpg
Actuation | Electric Actuators: Modulating | AE-7000M | AE Series Actuator: Modulating | https://www.jomarvalve.com/specsheets/AE-1400-9700M.pdf | https://cdn-ilabjep.nitrocdn.com/byhKirIaaYsNuCwveZEShuGeKrssTLzI/assets/images/optimized/rev-cf1f084/www.jomarvalve.com/wp-content/uploads/2023/01/ae-1400.jpg
Actuation | Electric Actuators: Modulating | AE-9700M | AE Series Actuator: Modulating | https://www.jomarvalve.com/specsheets/AE-1400-9700M.pdf | https://cdn-ilabjep.nitrocdn.com/byhKirIaaYsNuCwveZEShuGeKrssTLzI/assets/images/optimized/rev-cf1f084/www.jomarvalve.com/wp-content/uploads/2023/01/ae-1400.jpg
Actuation | Electric Actuators: 24VDC | AE-180-24VDC | AE Series Actuator: 24VDC | https://www.jomarvalve.com/specsheets/AE-180-24DC.pdf | https://cdn-ilabjep.nitrocdn.com/byhKirIaaYsNuCwveZEShuGeKrssTLzI/assets/images/optimized/rev-cf1f084/www.jomarvalve.com/wp-content/uploads/ae-180.jpg
Actuation | Electric Actuators: 24VDC | AE-350-24VDC | AE Series Actuator: 24VDC | https://www.jomarvalve.com/specsheets/AE-350-24VDC.pdf | https://cdn-ilabjep.nitrocdn.com/byhKirIaaYsNuCwveZEShuGeKrssTLzI/assets/images/optimized/rev-cf1f084/www.jomarvalve.com/wp-content/uploads/ae-350.jpg
Actuation | Electric Actuators: 24VDC | AE-700-24VDC | AE Series Actuator: 24VDC | https://www.jomarvalve.com/specsheets/AE-700-24VDC.pdf | https://cdn-ilabjep.nitrocdn.com/byhKirIaaYsNuCwveZEShuGeKrssTLzI/assets/images/optimized/rev-cf1f084/www.jomarvalve.com/wp-content/uploads/ae-700.jpg
Actuation | Electric Actuators: 24VDC | AE-880-24VDC | AE Series Actuator: 24VDC | https://www.jomarvalve.com/specsheets/AE-880-24VDC.pdf | https://cdn-ilabjep.nitrocdn.com/byhKirIaaYsNuCwveZEShuGeKrssTLzI/assets/images/optimized/rev-cf1f084/www.jomarvalve.com/wp-content/uploads/ae-880.jpg
Actuation | Electric Actuators: 24VDC | AE-1400-24VDC | AE Series Actuator: 24VDC | https://www.jomarvalve.com/specsheets/AE-1400-9700-24VDC.pdf | https://cdn-ilabjep.nitrocdn.com/byhKirIaaYsNuCwveZEShuGeKrssTLzI/assets/images/optimized/rev-cf1f084/www.jomarvalve.com/wp-content/uploads/2023/01/ae-1400.jpg
Actuation | Electric Actuators: 24VDC | AE-2100-24VDC | AE Series Actuator: 24VDC | https://www.jomarvalve.com/specsheets/AE-1400-9700-24VDC.pdf | https://cdn-ilabjep.nitrocdn.com/byhKirIaaYsNuCwveZEShuGeKrssTLzI/assets/images/optimized/rev-cf1f084/www.jomarvalve.com/wp-content/uploads/2023/01/ae-1400.jpg
Actuation | Electric Actuators: 24VDC | AE-3100-24VDC | AE Series Actuator: 24VDC | https://www.jomarvalve.com/specsheets/AE-1400-9700-24VDC.pdf | https://cdn-ilabjep.nitrocdn.com/byhKirIaaYsNuCwveZEShuGeKrssTLzI/assets/images/optimized/rev-cf1f084/www.jomarvalve.com/wp-content/uploads/2023/01/ae-1400.jpg
Actuation | Electric Actuators: 24VDC | AE-4400-24VDC | AE Series Actuator: 24VDC | https://www.jomarvalve.com/specsheets/AE-1400-9700-24VDC.pdf | https://cdn-ilabjep.nitrocdn.com/byhKirIaaYsNuCwveZEShuGeKrssTLzI/assets/images/optimized/rev-cf1f084/www.jomarvalve.com/wp-content/uploads/2023/01/ae-1400.jpg
Actuation | Electric Actuators: 24VDC | AE-7000-24VDC | AE Series Actuator: 24VDC | https://www.jomarvalve.com/specsheets/AE-1400-9700-24VDC.pdf | https://cdn-ilabjep.nitrocdn.com/byhKirIaaYsNuCwveZEShuGeKrssTLzI/assets/images/optimized/rev-cf1f084/www.jomarvalve.com/wp-content/uploads/2023/01/ae-1400.jpg
Actuation | Electric Actuators: 24VDC | AE-9700-24VDC | AE Series Actuator: 24VDC | https://www.jomarvalve.com/specsheets/AE-1400-9700-24VDC.pdf | https://cdn-ilabjep.nitrocdn.com/byhKirIaaYsNuCwveZEShuGeKrssTLzI/assets/images/optimized/rev-cf1f084/www.jomarvalve.com/wp-content/uploads/2023/01/ae-1400.jpg
Actuation | Electric Actuators: 24VAC | AE-180-24VAC | AE Series Actuator: 24VAC | https://www.jomarvalve.com/specsheets/AE-180-24VAC.pdf | https://cdn-ilabjep.nitrocdn.com/byhKirIaaYsNuCwveZEShuGeKrssTLzI/assets/images/optimized/rev-cf1f084/www.jomarvalve.com/wp-content/uploads/ae-180.jpg
Actuation | Electric Actuators: 24VAC | AE-700-24VAC | AE Series Actuator: 24VAC | https://www.jomarvalve.com/specsheets/AE-700-24VAC.pdf | https://cdn-ilabjep.nitrocdn.com/byhKirIaaYsNuCwveZEShuGeKrssTLzI/assets/images/optimized/rev-cf1f084/www.jomarvalve.com/wp-content/uploads/ae-700.jpg
Actuation | Electric Actuators: 24VAC | AE-880-24VAC | AE Series Actuator: 24VAC | https://www.jomarvalve.com/specsheets/AE-880-24VAC.pdf | https://cdn-ilabjep.nitrocdn.com/byhKirIaaYsNuCwveZEShuGeKrssTLzI/assets/images/optimized/rev-cf1f084/www.jomarvalve.com/wp-content/uploads/ae-880.jpg
Actuation | Electric Actuators: 24VAC | AE-1400-24VAC | AE Series Actuator: 24VAC | https://www.jomarvalve.com/specsheets/AE-1400-9700-24VAC.pdf | https://cdn-ilabjep.nitrocdn.com/byhKirIaaYsNuCwveZEShuGeKrssTLzI/assets/images/optimized/rev-cf1f084/www.jomarvalve.com/wp-content/uploads/2023/01/ae-1400.jpg
Actuation | Electric Actuators: 24VAC | AE-2100-24VAC | AE Series Actuator: 24VAC | https://www.jomarvalve.com/specsheets/AE-1400-9700-24VAC.pdf | https://cdn-ilabjep.nitrocdn.com/byhKirIaaYsNuCwveZEShuGeKrssTLzI/assets/images/optimized/rev-cf1f084/www.jomarvalve.com/wp-content/uploads/2023/01/ae-1400.jpg
Actuation | Electric Actuators: 24VAC | AE-3100-24VAC | AE Series Actuator: 24VAC | https://www.jomarvalve.com/specsheets/AE-1400-9700-24VAC.pdf | https://cdn-ilabjep.nitrocdn.com/byhKirIaaYsNuCwveZEShuGeKrssTLzI/assets/images/optimized/rev-cf1f084/www.jomarvalve.com/wp-content/uploads/2023/01/ae-1400.jpg
Actuation | Electric Actuators: 24VAC | AE-4400-24VAC | AE Series Actuator: 24VAC | https://www.jomarvalve.com/specsheets/AE-1400-9700-24VAC.pdf | https://cdn-ilabjep.nitrocdn.com/byhKirIaaYsNuCwveZEShuGeKrssTLzI/assets/images/optimized/rev-cf1f084/www.jomarvalve.com/wp-content/uploads/2023/01/ae-1400.jpg
Actuation | Electric Actuators: 24VAC | AE-7000-24VAC | AE Series Actuator: 24VAC | https://www.jomarvalve.com/specsheets/AE-1400-9700-24VAC.pdf | https://cdn-ilabjep.nitrocdn.com/byhKirIaaYsNuCwveZEShuGeKrssTLzI/assets/images/optimized/rev-cf1f084/www.jomarvalve.com/wp-content/uploads/2023/01/ae-1400.jpg
Actuation | Electric Actuators: 24VAC | AE-9700-24VAC | AE Series Actuator: 24VAC | https://www.jomarvalve.com/specsheets/AE-1400-9700-24VAC.pdf | https://cdn-ilabjep.nitrocdn.com/byhKirIaaYsNuCwveZEShuGeKrssTLzI/assets/images/optimized/rev-cf1f084/www.jomarvalve.com/wp-content/uploads/2023/01/ae-1400.jpg
Actuation | Pneumatic Actuators: Double Acting | JV-50-DA | JV Series Actuator: Double Acting Pneumatic | https://www.jomarvalve.com/specsheets/JV_Series.pdf | https://cdn-ilabjep.nitrocdn.com/byhKirIaaYsNuCwveZEShuGeKrssTLzI/assets/images/optimized/rev-cf1f084/www.jomarvalve.com/wp-content/uploads/2023/01/JV-Series.jpg
Actuation | Pneumatic Actuators: Double Acting | JV-60-DA | JV Series Actuator: Double Acting Pneumatic | https://www.jomarvalve.com/specsheets/JV_Series.pdf | https://cdn-ilabjep.nitrocdn.com/byhKirIaaYsNuCwveZEShuGeKrssTLzI/assets/images/optimized/rev-cf1f084/www.jomarvalve.com/wp-content/uploads/2023/01/JV-Series.jpg
Actuation | Pneumatic Actuators: Double Acting | JV-70-DA | JV Series Actuator: Double Acting Pneumatic | https://www.jomarvalve.com/specsheets/JV_Series.pdf | https://cdn-ilabjep.nitrocdn.com/byhKirIaaYsNuCwveZEShuGeKrssTLzI/assets/images/optimized/rev-cf1f084/www.jomarvalve.com/wp-content/uploads/2023/01/JV-Series.jpg
Actuation | Pneumatic Actuators: Double Acting | JV-80-DA | JV Series Actuator: Double Acting Pneumatic | https://www.jomarvalve.com/specsheets/JV_Series.pdf | https://cdn-ilabjep.nitrocdn.com/byhKirIaaYsNuCwveZEShuGeKrssTLzI/assets/images/optimized/rev-cf1f084/www.jomarvalve.com/wp-content/uploads/2023/01/JV-Series.jpg
Actuation | Pneumatic Actuators: Double Acting | JV-90-DA | JV Series Actuator: Double Acting Pneumatic | https://www.jomarvalve.com/specsheets/JV_Series.pdf | https://cdn-ilabjep.nitrocdn.com/byhKirIaaYsNuCwveZEShuGeKrssTLzI/assets/images/optimized/rev-cf1f084/www.jomarvalve.com/wp-content/uploads/2023/01/JV-Series.jpg
Actuation | Pneumatic Actuators: Double Acting | JV-100-DA | JV Series Actuator: Double Acting Pneumatic | https://www.jomarvalve.com/specsheets/JV_Series.pdf | https://cdn-ilabjep.nitrocdn.com/byhKirIaaYsNuCwveZEShuGeKrssTLzI/assets/images/optimized/rev-cf1f084/www.jomarvalve.com/wp-content/uploads/2023/01/JV-Series.jpg
Actuation | Pneumatic Actuators: Double Acting | JV-120-DA | JV Series Actuator: Double Acting Pneumatic | https://www.jomarvalve.com/specsheets/JV_Series.pdf | https://cdn-ilabjep.nitrocdn.com/byhKirIaaYsNuCwveZEShuGeKrssTLzI/assets/images/optimized/rev-cf1f084/www.jomarvalve.com/wp-content/uploads/2023/01/JV-Series.jpg
Actuation | Pneumatic Actuators: Double Acting | JV-140-DA | JV Series Actuator: Double Acting Pneumatic | https://www.jomarvalve.com/specsheets/JV_Series.pdf | https://cdn-ilabjep.nitrocdn.com/byhKirIaaYsNuCwveZEShuGeKrssTLzI/assets/images/optimized/rev-cf1f084/www.jomarvalve.com/wp-content/uploads/2023/01/JV-Series.jpg
Actuation | Pneumatic Actuators: Double Acting | JV-160-DA | JV Series Actuator: Double Acting Pneumatic | https://www.jomarvalve.com/specsheets/JV_Series.pdf | https://cdn-ilabjep.nitrocdn.com/byhKirIaaYsNuCwveZEShuGeKrssTLzI/assets/images/optimized/rev-cf1f084/www.jomarvalve.com/wp-content/uploads/2023/01/JV-Series.jpg
Actuation | Pneumatic Actuators: Double Acting | JV-190-DA | JV Series Actuator: Double Acting Pneumatic | https://www.jomarvalve.com/specsheets/JV_Series.pdf | https://cdn-ilabjep.nitrocdn.com/byhKirIaaYsNuCwveZEShuGeKrssTLzI/assets/images/optimized/rev-cf1f084/www.jomarvalve.com/wp-content/uploads/2023/01/JV-Series.jpg
Actuation | Pneumatic Actuators: Double Acting | JV-200-DA | JV Series Actuator: Double Acting Pneumatic | https://www.jomarvalve.com/specsheets/JV_Series.pdf | https://cdn-ilabjep.nitrocdn.com/byhKirIaaYsNuCwveZEShuGeKrssTLzI/assets/images/optimized/rev-cf1f084/www.jomarvalve.com/wp-content/uploads/2023/01/JV-Series.jpg
Actuation | Pneumatic Actuators: Double Acting | JV-240-DA | JV Series Actuator: Double Acting Pneumatic | https://www.jomarvalve.com/specsheets/JV_Series.pdf | https://cdn-ilabjep.nitrocdn.com/byhKirIaaYsNuCwveZEShuGeKrssTLzI/assets/images/optimized/rev-cf1f084/www.jomarvalve.com/wp-content/uploads/2023/01/JV-Series.jpg
Actuation | Pneumatic Actuators: Double Acting | JV-270-DA | JV Series Actuator: Double Acting Pneumatic | https://www.jomarvalve.com/specsheets/JV_Series.pdf | https://cdn-ilabjep.nitrocdn.com/byhKirIaaYsNuCwveZEShuGeKrssTLzI/assets/images/optimized/rev-cf1f084/www.jomarvalve.com/wp-content/uploads/2023/01/JV-Series.jpg
Actuation | Pneumatic Actuators: Double Acting | JV-300-DA | JV Series Actuator: Double Acting Pneumatic | https://www.jomarvalve.com/specsheets/JV_Series.pdf | https://cdn-ilabjep.nitrocdn.com/byhKirIaaYsNuCwveZEShuGeKrssTLzI/assets/images/optimized/rev-cf1f084/www.jomarvalve.com/wp-content/uploads/2023/01/JV-Series.jpg
Actuation | Pneumatic Actuators: Spring Return | JV-50-SR | JV Series Actuator: Spring Return Pneumatic | https://www.jomarvalve.com/specsheets/JV_Series.pdf | https://cdn-ilabjep.nitrocdn.com/byhKirIaaYsNuCwveZEShuGeKrssTLzI/assets/images/optimized/rev-cf1f084/www.jomarvalve.com/wp-content/uploads/2023/01/JV-Series.jpg
Actuation | Pneumatic Actuators: Spring Return | JV-60-SR | JV Series Actuator: Spring Return Pneumatic | https://www.jomarvalve.com/specsheets/JV_Series.pdf | https://cdn-ilabjep.nitrocdn.com/byhKirIaaYsNuCwveZEShuGeKrssTLzI/assets/images/optimized/rev-cf1f084/www.jomarvalve.com/wp-content/uploads/2023/01/JV-Series.jpg
Actuation | Pneumatic Actuators: Spring Return | JV-70-SR | JV Series Actuator: Spring Return Pneumatic | https://www.jomarvalve.com/specsheets/JV_Series.pdf | https://cdn-ilabjep.nitrocdn.com/byhKirIaaYsNuCwveZEShuGeKrssTLzI/assets/images/optimized/rev-cf1f084/www.jomarvalve.com/wp-content/uploads/2023/01/JV-Series.jpg
Actuation | Pneumatic Actuators: Spring Return | JV-80-SR | JV Series Actuator: Spring Return Pneumatic | https://www.jomarvalve.com/specsheets/JV_Series.pdf | https://cdn-ilabjep.nitrocdn.com/byhKirIaaYsNuCwveZEShuGeKrssTLzI/assets/images/optimized/rev-cf1f084/www.jomarvalve.com/wp-content/uploads/2023/01/JV-Series.jpg
Actuation | Pneumatic Actuators: Spring Return | JV-90-SR | JV Series Actuator: Spring Return Pneumatic | https://www.jomarvalve.com/specsheets/JV_Series.pdf | https://cdn-ilabjep.nitrocdn.com/byhKirIaaYsNuCwveZEShuGeKrssTLzI/assets/images/optimized/rev-cf1f084/www.jomarvalve.com/wp-content/uploads/2023/01/JV-Series.jpg
Actuation | Pneumatic Actuators: Spring Return | JV-100-SR | JV Series Actuator: Spring Return Pneumatic | https://www.jomarvalve.com/specsheets/JV_Series.pdf | https://cdn-ilabjep.nitrocdn.com/byhKirIaaYsNuCwveZEShuGeKrssTLzI/assets/images/optimized/rev-cf1f084/www.jomarvalve.com/wp-content/uploads/2023/01/JV-Series.jpg
Actuation | Pneumatic Actuators: Spring Return | JV-120-SR | JV Series Actuator: Spring Return Pneumatic | https://www.jomarvalve.com/specsheets/JV_Series.pdf | https://cdn-ilabjep.nitrocdn.com/byhKirIaaYsNuCwveZEShuGeKrssTLzI/assets/images/optimized/rev-cf1f084/www.jomarvalve.com/wp-content/uploads/2023/01/JV-Series2.jpg
Actuation | Pneumatic Actuators: Spring Return | JV-140-SR | JV Series Actuator: Spring Return Pneumatic | https://www.jomarvalve.com/specsheets/JV_Series.pdf | https://cdn-ilabjep.nitrocdn.com/byhKirIaaYsNuCwveZEShuGeKrssTLzI/assets/images/optimized/rev-cf1f084/www.jomarvalve.com/wp-content/uploads/2023/01/JV-Series2.jpg
Actuation | Pneumatic Actuators: Spring Return | JV-160-SR | JV Series Actuator: Spring Return Pneumatic | https://www.jomarvalve.com/specsheets/JV_Series.pdf | https://cdn-ilabjep.nitrocdn.com/byhKirIaaYsNuCwveZEShuGeKrssTLzI/assets/images/optimized/rev-cf1f084/www.jomarvalve.com/wp-content/uploads/2023/01/JV-Series2.jpg
Actuation | Pneumatic Actuators: Spring Return | JV-190-SR | JV Series Actuator: Spring Return Pneumatic | https://www.jomarvalve.com/specsheets/JV_Series.pdf | https://cdn-ilabjep.nitrocdn.com/byhKirIaaYsNuCwveZEShuGeKrssTLzI/assets/images/optimized/rev-cf1f084/www.jomarvalve.com/wp-content/uploads/2023/01/JV-Series2.jpg
Actuation | Pneumatic Actuators: Spring Return | JV-200-SR | JV Series Actuator: Spring Return Pneumatic | https://www.jomarvalve.com/specsheets/JV_Series.pdf | https://cdn-ilabjep.nitrocdn.com/byhKirIaaYsNuCwveZEShuGeKrssTLzI/assets/images/optimized/rev-cf1f084/www.jomarvalve.com/wp-content/uploads/2023/01/JV-Series2.jpg
Actuation | Pneumatic Actuators: Spring Return | JV-240-SR | JV Series Actuator: Spring Return Pneumatic | https://www.jomarvalve.com/specsheets/JV_Series.pdf | https://cdn-ilabjep.nitrocdn.com/byhKirIaaYsNuCwveZEShuGeKrssTLzI/assets/images/optimized/rev-cf1f084/www.jomarvalve.com/wp-content/uploads/2023/01/JV-Series2.jpg
Actuation | Pneumatic Actuators: Spring Return | JV-270-SR | JV Series Actuator: Spring Return Pneumatic | https://www.jomarvalve.com/specsheets/JV_Series.pdf | https://cdn-ilabjep.nitrocdn.com/byhKirIaaYsNuCwveZEShuGeKrssTLzI/assets/images/optimized/rev-cf1f084/www.jomarvalve.com/wp-content/uploads/2023/01/JV-Series2.jpg
Actuation | Pneumatic Actuators: Spring Return | JV-300-SR | JV Series Actuator: Spring Return Pneumatic | https://www.jomarvalve.com/specsheets/JV_Series.pdf | https://cdn-ilabjep.nitrocdn.com/byhKirIaaYsNuCwveZEShuGeKrssTLzI/assets/images/optimized/rev-cf1f084/www.jomarvalve.com/wp-content/uploads/2023/01/JV-Series2.jpg
Actuation | Direct Mount Valves | A101 | 2 Piece, Full Port, Lead Free Brass, Threaded Connection, Stainless Steel Ball & Stem, ISO Mounting Pad, 600 WOG | https://www.jomarvalve.com/specsheets/A101.pdf | https://cdn-ilabjep.nitrocdn.com/byhKirIaaYsNuCwveZEShuGeKrssTLzI/assets/images/optimized/rev-cf1f084/www.jomarvalve.com/wp-content/uploads/2023/01/a101.jpg
Actuation | Direct Mount Valves | A751T | 3-Way, T-Port, Standard Port, Brass, Threaded Connection, ISO Mounting Pad, 400 WOG | https://www.jomarvalve.com/specsheets/A751TL.pdf | https://cdn-ilabjep.nitrocdn.com/byhKirIaaYsNuCwveZEShuGeKrssTLzI/assets/images/optimized/rev-cf1f084/www.jomarvalve.com/wp-content/uploads/2023/01/a751tl.jpg
Actuation | Direct Mount Valves | A751L | 3-Way, L-Port, Standard Port, Brass, Threaded Connection, ISO Mounting Pad, 400 WOG | https://www.jomarvalve.com/specsheets/A751TL.pdf | https://cdn-ilabjep.nitrocdn.com/byhKirIaaYsNuCwveZEShuGeKrssTLzI/assets/images/optimized/rev-cf1f084/www.jomarvalve.com/wp-content/uploads/2023/01/a751tl.jpg
Actuation | Direct Mount Valves | A1000 | 3 Piece, 4 Bolt, Full Port, Stainless Steel, Threaded Connection, ISO Mounting Pad, 1000 WOG | https://www.jomarvalve.com/specsheets/A1000.pdf | https://cdn-ilabjep.nitrocdn.com/byhKirIaaYsNuCwveZEShuGeKrssTLzI/assets/images/optimized/rev-cf1f084/www.jomarvalve.com/wp-content/uploads/a1000.jpg
Actuation | Direct Mount Valves | A1001 | 2 Piece, Full Port, Stainless Steel, Threaded Connection, ISO Mounting Pad, 1000 WOG | https://www.jomarvalve.com/specsheets/A1001.pdf | https://cdn-ilabjep.nitrocdn.com/byhKirIaaYsNuCwveZEShuGeKrssTLzI/assets/images/optimized/rev-cf1f084/www.jomarvalve.com/wp-content/uploads/2023/01/a1001.jpg
Actuation | Direct Mount Valves | A2020D | 2 Piece, Full Port, Stainless Steel, Flanged Connection, ISO Mounting Pad, Class 150 | https://www.jomarvalve.com/specsheets/A2020D.pdf | https://cdn-ilabjep.nitrocdn.com/byhKirIaaYsNuCwveZEShuGeKrssTLzI/assets/images/optimized/rev-cf1f084/www.jomarvalve.com/wp-content/uploads/2023/01/a2020d.jpg
Actuation | Direct Mount Valves | A850T | 3-Way, T-Port, Full Port, Stainless Steel, Flanged Connection, ISO Mounting Pad, 1000 WOG | https://www.jomarvalve.com/specsheets/A850TL.pdf | https://cdn-ilabjep.nitrocdn.com/byhKirIaaYsNuCwveZEShuGeKrssTLzI/assets/images/optimized/rev-cf1f084/www.jomarvalve.com/wp-content/uploads/a850tl.jpg
Actuation | Direct Mount Valves | A850L | 3-Way, L-Port, Full Port, Stainless Steel, Flanged Connection, ISO Mounting Pad, 1000 WOG | https://www.jomarvalve.com/specsheets/A850TL.pdf | https://cdn-ilabjep.nitrocdn.com/byhKirIaaYsNuCwveZEShuGeKrssTLzI/assets/images/optimized/rev-cf1f084/www.jomarvalve.com/wp-content/uploads/a850tl.jpg
Actuation | Direct Mount Valves | A766T | 3-Way, T-Port, Full Port, Stainless Steel, Flanged Connection, ISO Mounting Pad, Class 150 | https://www.jomarvalve.com/specsheets/A-766TL.pdf | https://cdn-ilabjep.nitrocdn.com/byhKirIaaYsNuCwveZEShuGeKrssTLzI/assets/images/optimized/rev-cf1f084/www.jomarvalve.com/wp-content/uploads/2023/01/a-766I.jpg
Actuation | Direct Mount Valves | A766L | 3-Way, L-Port, Full Port, Stainless Steel, Flanged Connection, ISO Mounting Pad, Class 150 | https://www.jomarvalve.com/specsheets/A-766TL.pdf | https://cdn-ilabjep.nitrocdn.com/byhKirIaaYsNuCwveZEShuGeKrssTLzI/assets/images/optimized/rev-cf1f084/www.jomarvalve.com/wp-content/uploads/2023/01/a-766I.jpg
Actuation | Actuation Accessories | ASV | Four Way Solenoid Valve | https://www.jomarvalve.com/specsheets/ASV.pdf | https://cdn-ilabjep.nitrocdn.com/byhKirIaaYsNuCwveZEShuGeKrssTLzI/assets/images/optimized/rev-cf1f084/www.jomarvalve.com/wp-content/uploads/2022/11/asv-120.jpg
Actuation | Actuation Accessories | ASM | Limit Switch, 2 SPDT or 4 SPDT | https://www.jomarvalve.com/specsheets/ASM.pdf | https://cdn-ilabjep.nitrocdn.com/byhKirIaaYsNuCwveZEShuGeKrssTLzI/assets/images/optimized/rev-cf1f084/www.jomarvalve.com/wp-content/uploads/2022/11/asm.jpg
Actuation | Actuation Accessories | AEP | Electropneumatic Positioner | https://www.jomarvalve.com/specsheets/AEP.pdf | https://cdn-ilabjep.nitrocdn.com/byhKirIaaYsNuCwveZEShuGeKrssTLzI/assets/images/optimized/rev-cf1f084/www.jomarvalve.com/wp-content/uploads/2023/01/aep.jpg
Actuation | Actuation Accessories | APP | Pneumatic Positioner | https://www.jomarvalve.com/specsheets/APP.pdf | https://cdn-ilabjep.nitrocdn.com/byhKirIaaYsNuCwveZEShuGeKrssTLzI/assets/images/optimized/rev-cf1f084/www.jomarvalve.com/wp-content/uploads/2023/01/app.jpg
Balancing Valves | Domestic Hot Water | TB-120G | Thermostatic Balancing Valve, Dezincification Resistant Lead Free Brass, Threaded Connection, Thermometer, 150 CWP | https://www.jomarvalve.com/specsheets/TB-120G.pdf | https://cdn-ilabjep.nitrocdn.com/byhKirIaaYsNuCwveZEShuGeKrssTLzI/assets/images/optimized/rev-cf1f084/www.jomarvalve.com/wp-content/uploads/2023/01/tb-120g.jpg
Balancing Valves | Domestic Hot Water | TB-120MG | Thermostatic Balancing Valve, Dezincification Resistant Lead Free Brass, Threaded Connection, Thermometer, Check Valve & Dual Isolation, 150 CWP | https://www.jomarvalve.com/specsheets/TB-120MG.pdf | https://cdn-ilabjep.nitrocdn.com/byhKirIaaYsNuCwveZEShuGeKrssTLzI/assets/images/optimized/rev-cf1f084/www.jomarvalve.com/wp-content/uploads/2023/01/tb-120mg.jpg
Balancing Valves | Domestic Hot Water | TB-120MFG | Thermostatic Balancing Valve, Dezincification Resistant Lead Free Brass, Threaded Connection, Thermometer, Check Valve, Dual Isolation & Integrated Strainer, 150 CWP | https://www.jomarvalve.com/specsheets/TB-120MFG.pdf | https://www.jomarvalve.com/wp-content/uploads/tb-120mfg.jpg
Balancing Valves | Domestic Hot Water | TB-130G | Thermostatic Balancing Valve, Dezincification Resistant Lead Free Brass, Threaded Connection, Automatic Thermal Disinfection, Thermometer, 150 CWP | https://www.jomarvalve.com/specsheets/TB-130G.pdf | https://www.jomarvalve.com/wp-content/uploads/2023/01/tb-130g.jpg
Balancing Valves | Domestic Hot Water | TB-130MG | Thermostatic Balancing Valve, Dezincification Resistant Lead Free Brass, Threaded Connection, Automatic Thermal Disinfection, Thermometer, Check Valve & Dual Isolation, 150 CWP | https://www.jomarvalve.com/specsheets/TB-130MG.pdf | https://cdn-ilabjep.nitrocdn.com/byhKirIaaYsNuCwveZEShuGeKrssTLzI/assets/images/optimized/rev-cf1f084/www.jomarvalve.com/wp-content/uploads/2023/01/tb-130mg.jpg
Balancing Valves | Domestic Hot Water | TB-130MFG | Thermostatic Balancing Valve, Dezincification Resistant Lead Free Brass, Threaded Connection, Automatic Thermal Disinfection, Thermometer, Check Valve, Dual Isolation & Integrated Strainer, 150 CWP | https://www.jomarvalve.com/specsheets/TB-130MFG.pdf | https://cdn-ilabjep.nitrocdn.com/byhKirIaaYsNuCwveZEShuGeKrssTLzI/assets/images/optimized/rev-cf1f084/www.jomarvalve.com/wp-content/uploads/tb-130mfg.jpg
Balancing Valves | Domestic Hot Water | TB-150G | Thermostatic Balancing Valve, Dezincification Resistant Lead Free Brass, Threaded Connection, Axial Thermal Disinfection, with Thermometer, without Jomar Actuator, 150 CWP | https://www.jomarvalve.com/specsheets/TB-150G.pdf | https://www.jomarvalve.com/wp-content/uploads/tb-150g.webp
Balancing Valves | Domestic Hot Water | TB-150MG | Thermostatic Balancing Valve, Dezincification Resistant Lead Free Brass, Threaded Connection, Axial Thermal Disinfection, Thermometer, Check Valve & Dual Isolation, without Jomar Actuator, 150 CWP | https://www.jomarvalve.com/specsheets/TB-150MG.pdf | https://www.jomarvalve.com/wp-content/uploads/tb-150mg.jpg
Balancing Valves | Domestic Hot Water | TB-150MFG | Thermostatic Balancing Valve, Dezincification Resistant Lead Free Brass, Threaded Connection, Actuated Thermal Disinfection, with Thermometer, Check Valve, Dual Isolation & Integrated Strainer, 150 CWP | https://www.jomarvalve.com/specsheets/TB-150MFG.pdf | https://www.jomarvalve.com/wp-content/uploads/tb-150mfg.jpg
Balancing Valves | Domestic Hot Water | TB-110G | Thermostatic Balancing Valve, Dezincification Resistant Lead Free Brass, Threaded Connection, Automatic Thermal Disinfection, Thermometer, 150 CWP | https://www.jomarvalve.com/specsheets/TB-110G.pdf | https://www.jomarvalve.com/wp-content/uploads/tb-110.jpg
Balancing Valves | Domestic Hot Water | TBG | Manual Balancing Valve, Quarter Turn, Fixed Orifice, Dezincification Resistant Lead Free Brass, Threaded Connection, 600 WOG | https://www.jomarvalve.com/specsheets/TBG-BFF.pdf | https://cdn-ilabjep.nitrocdn.com/byhKirIaaYsNuCwveZEShuGeKrssTLzI/assets/images/optimized/rev-cf1f084/www.jomarvalve.com/wp-content/uploads/2022/11/tbg.jpg
Balancing Valves | Domestic Hot Water | TGG | Globe Style Manual Balancing Valve, Multi-Turn, Variable Orifice, Dezincification Resistant Lead Free Brass, Threaded or Solder Connection, 300 WOG | https://www.jomarvalve.com/specsheets/TGG.pdf | https://cdn-ilabjep.nitrocdn.com/byhKirIaaYsNuCwveZEShuGeKrssTLzI/assets/images/optimized/rev-cf1f084/www.jomarvalve.com/wp-content/uploads/2023/01/tgg-s.jpg
Balancing Valves | Domestic Hot Water | TGG: Press | Globe Style Manual Balancing Valve, Multi-Turn, Variable Orifice, Dezincification Resistant Lead Free Brass, Press Connection, 200 WOG | https://www.jomarvalve.com/specsheets/TGG-Press.pdf | https://cdn-ilabjep.nitrocdn.com/byhKirIaaYsNuCwveZEShuGeKrssTLzI/assets/images/optimized/rev-cf1f084/www.jomarvalve.com/wp-content/uploads/TGG-Press-19_web.webp
Balancing Valves | Domestic Hot Water | TAF | Automatic Balancing Valve, Flow Limiter, Dezincification Resistant Lead Free Brass, Threaded Connection, 600 WOG | https://www.jomarvalve.com/specsheets/TAF.pdf | https://cdn-ilabjep.nitrocdn.com/byhKirIaaYsNuCwveZEShuGeKrssTLzI/assets/images/optimized/rev-cf1f084/www.jomarvalve.com/wp-content/uploads/2022/11/taf.jpg
Balancing Valves | Domestic Hot Water | TRAB-BFF-Q | Manual Balancing Valve Recirculation Assembly, Quarter Turn, Check Valve & Isolation, Threaded Connection, Drain, 600 WOG | https://www.jomarvalve.com/specsheets/TRAB-BFF-Q.pdf | https://cdn-ilabjep.nitrocdn.com/byhKirIaaYsNuCwveZEShuGeKrssTLzI/assets/images/optimized/rev-cf1f084/www.jomarvalve.com/wp-content/uploads/2023/01/TRAB-BFF-Q.jpg
Balancing Valves | Domestic Hot Water | TRAA-BFF-Q | Automatic Flow Limiter Balancing Valve Recirculation Assembly, Check Valve & Isolation, Threaded Connection, Drain, 600 WOG | https://www.jomarvalve.com/specsheets/TRAA-BFF-Q.pdf | https://cdn-ilabjep.nitrocdn.com/byhKirIaaYsNuCwveZEShuGeKrssTLzI/assets/images/optimized/rev-cf1f084/www.jomarvalve.com/wp-content/uploads/2023/01/traa.jpg
Balancing Valves | Mechanical | TB | Manual Balancing Valve, Quarter Turn, Fixed Orifice, Brass, Threaded or Solder Connection, 600 WOG | https://www.jomarvalve.com/specsheets/TB.pdf | https://www.jomarvalve.com/wp-content/uploads/TB-FNPT.jpg
Balancing Valves | Mechanical | TG | Globe Style Manual Balancing Valve, Multi-Turn, Variable Orifice, Brass, Threaded or Solder Connection, 300 WOG | https://www.jomarvalve.com/specsheets/TG.pdf | https://cdn-ilabjep.nitrocdn.com/byhKirIaaYsNuCwveZEShuGeKrssTLzI/assets/images/optimized/rev-cf1f084/www.jomarvalve.com/wp-content/uploads/2023/01/tg.jpg
Balancing Valves | Mechanical | TG: Flanged | Globe Style Manual Balancing Valve, Multi-Turn, Variable Orifice, Brass, Flanged Connection, 230 WOG | https://www.jomarvalve.com/specsheets/TG-Flanged.pdf | https://cdn-ilabjep.nitrocdn.com/byhKirIaaYsNuCwveZEShuGeKrssTLzI/assets/images/optimized/rev-cf1f084/www.jomarvalve.com/wp-content/uploads/2023/01/tg-ff.jpg
Balancing Valves | Mechanical | TG: Grooved | Globe Style Manual Balancing Valve, Multi-Turn, Variable Orifice, Brass, Grooved Connection, 235 WOG | https://www.jomarvalve.com/specsheets/TG-Grooved.pdf | https://cdn-ilabjep.nitrocdn.com/byhKirIaaYsNuCwveZEShuGeKrssTLzI/assets/images/optimized/rev-cf1f084/www.jomarvalve.com/wp-content/uploads/tg-grooved.jpg
Ball Valves | Lead Free Bronze | T-200CSSG | 2 Piece, Full Port, Threaded Connection, Lead Free Bronze, Stainless Steel Ball & Stem, 600 WOG | https://www.jomarvalve.com/specsheets/T-200CSSG.pdf | https://cdn-ilabjep.nitrocdn.com/byhKirIaaYsNuCwveZEShuGeKrssTLzI/assets/images/optimized/rev-cf1f084/www.jomarvalve.com/wp-content/uploads/T-200CSSG.jpg
Ball Valves | Lead Free Bronze | T-200CSSG-LH | 2 Piece, Full Port, Threaded Connection, Lead Free Bronze, Stainless Steel Ball & Stem, Latch Lock Handle, 600 WOG | https://www.jomarvalve.com/specsheets/T-200CSSG-LH.pdf | https://cdn-ilabjep.nitrocdn.com/byhKirIaaYsNuCwveZEShuGeKrssTLzI/assets/images/optimized/rev-cf1f084/www.jomarvalve.com/wp-content/uploads/T-200CSSG-LH.jpg
Ball Valves | Lead Free Bronze | T-200CSSG-IH | 2 Piece, Full Port, Threaded Connection, Lead Free Bronze, Stainless Steel Ball & Stem, Thermal-Block Insulated Handle, 600 WOG | https://www.jomarvalve.com/specsheets/T-200CSSG-IH.pdf | https://cdn-ilabjep.nitrocdn.com/byhKirIaaYsNuCwveZEShuGeKrssTLzI/assets/images/optimized/rev-cf1f084/www.jomarvalve.com/wp-content/uploads/T-200CSSG-IH.jpg
Ball Valves | Lead Free Bronze | T-200CSSG-EH | 2 Piece, Full Port, Threaded Connection, Lead Free Bronze, Stainless Steel Ball & Stem, Stem Extension, 600 WOG | https://www.jomarvalve.com/specsheets/T-200CSSG-EH.pdf | https://cdn-ilabjep.nitrocdn.com/byhKirIaaYsNuCwveZEShuGeKrssTLzI/assets/images/optimized/rev-cf1f084/www.jomarvalve.com/wp-content/uploads/T-200CSSG-EH-1.jpg
Ball Valves | Lead Free Bronze | S-200CSSG | 2 Piece, Full Port, Solder Connection, Lead Free Bronze, Stainless Steel Ball & Stem, 600 WOG | https://www.jomarvalve.com/specsheets/S-200CSSG.pdf | https://cdn-ilabjep.nitrocdn.com/byhKirIaaYsNuCwveZEShuGeKrssTLzI/assets/images/optimized/rev-cf1f084/www.jomarvalve.com/wp-content/uploads/S-200CSSG.jpg
Ball Valves | Lead Free Bronze | S-200CSSG-LH | 2 Piece, Full Port, Solder Connection, Lead Free Bronze, Stainless Steel Ball & Stem, Latch Lock Handle, 600 WOG | https://www.jomarvalve.com/specsheets/S-200CSSG-LH.pdf | https://cdn-ilabjep.nitrocdn.com/byhKirIaaYsNuCwveZEShuGeKrssTLzI/assets/images/optimized/rev-cf1f084/www.jomarvalve.com/wp-content/uploads/S-200CSSG-LH.jpg
Ball Valves | Lead Free Bronze | S-200CSSG-IH | 2 Piece, Full Port, Solder Connection, Lead Free Bronze, Stainless Steel Ball & Stem, Thermal-Block Insulated Handle, 600 WOG | https://www.jomarvalve.com/specsheets/S-200CSSG-IH.pdf | https://cdn-ilabjep.nitrocdn.com/byhKirIaaYsNuCwveZEShuGeKrssTLzI/assets/images/optimized/rev-cf1f084/www.jomarvalve.com/wp-content/uploads/S-200CSSG-IH.jpg
Ball Valves | Lead Free Bronze | S-200CSSG-EH | 2 Piece, Full Port, Solder Connection, Lead Free Bronze, Stainless Steel Ball & Stem, Stem Extension, 600 WOG | https://www.jomarvalve.com/specsheets/S-200CSSG-EH.pdf | https://cdn-ilabjep.nitrocdn.com/byhKirIaaYsNuCwveZEShuGeKrssTLzI/assets/images/optimized/rev-cf1f084/www.jomarvalve.com/wp-content/uploads/S-200CSSG-EH-1.jpg
Ball Valves | Lead Free Brass | T-100CG | 2 Piece, Full Port, Threaded Connection, Dezincification Resistant Brass, 600 WOG | https://www.jomarvalve.com/specsheets/T-100CG.pdf | https://cdn-ilabjep.nitrocdn.com/byhKirIaaYsNuCwveZEShuGeKrssTLzI/assets/images/optimized/rev-cf1f084/www.jomarvalve.com/wp-content/uploads/2023/01/t-100cg.jpg
Ball Valves | Lead Free Brass | T-100CG-LH | 2 Piece, Full Port, Threaded Connection, Dezincification Resistant Brass, Latch Lock Handle, 600 WOG | https://www.jomarvalve.com/specsheets/T-100CG-LH.pdf | https://cdn-ilabjep.nitrocdn.com/byhKirIaaYsNuCwveZEShuGeKrssTLzI/assets/images/optimized/rev-cf1f084/www.jomarvalve.com/wp-content/uploads/T-100CG-LH-1.jpg
Ball Valves | Lead Free Brass | T-100CG-IH | 2 Piece, Full Port, Threaded Connection, Dezincification Resistant Brass, Thermal-Block Insulated Handle, 600 WOG | https://www.jomarvalve.com/specsheets/T-100CG-IH.pdf | https://cdn-ilabjep.nitrocdn.com/byhKirIaaYsNuCwveZEShuGeKrssTLzI/assets/images/optimized/rev-cf1f084/www.jomarvalve.com/wp-content/uploads/T-100CG-IH-1.jpg
Ball Valves | Lead Free Brass | S-100CG | 2 Piece, Full Port, Solder Connection, Dezincification Resistant Brass, 600 WOG | https://www.jomarvalve.com/specsheets/S-100CG.pdf | https://cdn-ilabjep.nitrocdn.com/byhKirIaaYsNuCwveZEShuGeKrssTLzI/assets/images/optimized/rev-cf1f084/www.jomarvalve.com/wp-content/uploads/s-100cg.jpg
Ball Valves | Lead Free Brass | S-100CG-LH | 2 Piece, Full Port, Solder Connection, Dezincification Resistant Brass, Latch Lock Handle, 600 WOG | https://www.jomarvalve.com/specsheets/S-100CG-LH.pdf | https://cdn-ilabjep.nitrocdn.com/byhKirIaaYsNuCwveZEShuGeKrssTLzI/assets/images/optimized/rev-cf1f084/www.jomarvalve.com/wp-content/uploads/S-100CG-LH-1.jpg
Ball Valves | Lead Free Brass | S-100CG-IH | 2 Piece, Full Port, Solder Connection, Dezincification Resistant Brass, Thermal-Block Insulated Handle, 600 WOG | https://www.jomarvalve.com/specsheets/S-100CG-IH.pdf | https://cdn-ilabjep.nitrocdn.com/byhKirIaaYsNuCwveZEShuGeKrssTLzI/assets/images/optimized/rev-cf1f084/www.jomarvalve.com/wp-content/uploads/S-100CG_IH.jpg
Ball Valves | Lead Free Brass | T-100CSSG | 2 Piece, Full Port, Threaded Connection, Dezincification Resistant Brass, Stainless Steel Ball & Stem, 600 WOG | https://www.jomarvalve.com/specsheets/T-100CSSG.pdf | https://cdn-ilabjep.nitrocdn.com/byhKirIaaYsNuCwveZEShuGeKrssTLzI/assets/images/optimized/rev-cf1f084/www.jomarvalve.com/wp-content/uploads/t-100cssg.webp
Ball Valves | Lead Free Brass | T-100CSSG-LH | 2 Piece, Full Port, Threaded Connection, Dezincification Reistant Brass, Stainless Steel Ball & Stem, Latch Lock Handle, 600 WOG | https://www.jomarvalve.com/specsheets/T-100CSSG-LH.pdf | https://cdn-ilabjep.nitrocdn.com/byhKirIaaYsNuCwveZEShuGeKrssTLzI/assets/images/optimized/rev-cf1f084/www.jomarvalve.com/wp-content/uploads/T-100CSSG-LH.jpg
Ball Valves | Lead Free Brass | T-100CSSG-IH | 2 Piece, Full Port, Threaded Connection, Dezincification Reistant Brass, Stainless Steel Ball & Stem, Thermal-Block Insulated Handle, 600 WOG | https://www.jomarvalve.com/specsheets/T-100CSSG-IH.pdf | https://cdn-ilabjep.nitrocdn.com/byhKirIaaYsNuCwveZEShuGeKrssTLzI/assets/images/optimized/rev-cf1f084/www.jomarvalve.com/wp-content/uploads/T-100CG-IH-1.jpg
Ball Valves | Lead Free Brass | S-100CG | 2 Piece, Full Port, Solder Connection, Dezincification Resistant Brass, 600 WOG | https://www.jomarvalve.com/specsheets/S-100CSSG.pdf | https://cdn-ilabjep.nitrocdn.com/byhKirIaaYsNuCwveZEShuGeKrssTLzI/assets/images/optimized/rev-cf1f084/www.jomarvalve.com/wp-content/uploads/s-100cssg.jpg
Ball Valves | Lead Free Brass | S-100CG-LH | 2 Piece, Full Port, Solder Connection, Dezincification Resistant Brass, Latch Lock Handle, 600 WOG | https://www.jomarvalve.com/specsheets/S-100CSSG-LH.pdf | https://cdn-ilabjep.nitrocdn.com/byhKirIaaYsNuCwveZEShuGeKrssTLzI/assets/images/optimized/rev-cf1f084/www.jomarvalve.com/wp-content/uploads/S-100CSSG-LH.jpg
Ball Valves | Lead Free Brass | S-100CG-IH | 2 Piece, Full Port, Solder Connection, Dezincification Resistant Brass, Thermal-Block Insulated Handle, 600 WOG | https://www.jomarvalve.com/specsheets/S-100CSSG-IH.pdf | https://www.jomarvalve.com/wp-content/uploads/S-100CG_IH.jpg
Ball Valves | Lead Free Brass | JP-100G | 2 Piece, Full Port, Press Connection, Dezincification Resistant Brass, 250 WOG | https://www.jomarvalve.com/specsheets/JP-100G.pdf | https://cdn-ilabjep.nitrocdn.com/byhKirIaaYsNuCwveZEShuGeKrssTLzI/assets/images/optimized/rev-cf1f084/www.jomarvalve.com/wp-content/uploads/2022/10/JP-100G.jpg
Ball Valves | Lead Free Brass | JP-100G-LH | 2-Piece, Full Port, Press Connection, Dezincification Resistant Brass, Latch Lock Handle, 250 WOG | https://www.jomarvalve.com/specsheets/JP-100G-LH.pdf | https://cdn-ilabjep.nitrocdn.com/byhKirIaaYsNuCwveZEShuGeKrssTLzI/assets/images/optimized/rev-cf1f084/www.jomarvalve.com/wp-content/uploads/JP-100CG-LH.jpg
Ball Valves | Lead Free Brass | JP-100G-IH | 2 Piece, Full Port, Press Connection, Dezincification Resistant Brass, Thermal-Block Insulated Handle, 250 WOG | https://www.jomarvalve.com/specsheets/JP-100G-IH.pdf | https://cdn-ilabjep.nitrocdn.com/byhKirIaaYsNuCwveZEShuGeKrssTLzI/assets/images/optimized/rev-cf1f084/www.jomarvalve.com/wp-content/uploads/JP-100G-IH-1.jpg
Ball Valves | Lead Free Brass | JP-100G XLC | 2 Piece, Full Port, Press XLC Connection, Dezincification Resistant Brass, 200 WOG | https://www.jomarvalve.com/specsheets/JP-100G_XLC.pdf | https://www.jomarvalve.com/wp-content/uploads/jp-100g_xlc.jpg
Ball Valves | Lead Free Brass | JP-100SSG | 2 Piece, Full Port, Press Connection, Dezincification Resistant Brass, Stainless Steel Ball & Stem, 250 WOG | https://www.jomarvalve.com/specsheets/JP-100SSG.pdf | https://cdn-ilabjep.nitrocdn.com/byhKirIaaYsNuCwveZEShuGeKrssTLzI/assets/images/optimized/rev-cf1f084/www.jomarvalve.com/wp-content/uploads/2022/10/JP-100G.jpg
Ball Valves | Lead Free Brass | JP-100SSG XLC | 2 Piece, Full Port, Press XLC Connection, Dezincification Resistant Brass, Stainless Steel Ball & Stem, 200 WOG | https://www.jomarvalve.com/specsheets/JP-100SSG_XLC.pdf | https://cdn-ilabjep.nitrocdn.com/byhKirIaaYsNuCwveZEShuGeKrssTLzI/assets/images/optimized/rev-cf1f084/www.jomarvalve.com/wp-content/uploads/jp-100ssg-xlc.jpg
Ball Valves | Lead Free Brass | JP-100SSG-LH | 2 Piece, Full Port, Press Connection, Dezincification Resistant Brass, Stainless Steel Ball & Stem, Latch Lock Handle, 250 WOG | https://www.jomarvalve.com/specsheets/JP-100SSG-LH.pdf | https://cdn-ilabjep.nitrocdn.com/byhKirIaaYsNuCwveZEShuGeKrssTLzI/assets/images/optimized/rev-cf1f084/www.jomarvalve.com/wp-content/uploads/JP-100CSSG-LH-1.jpg
Ball Valves | Lead Free Brass | JP-100SSG-IH | 2 Piece, Full Port, Press Connection, Dezincification Resistant Brass, Stainless Steel Ball & Stem, Insulated Handle, 250 WOG | https://www.jomarvalve.com/specsheets/JP-100SSG-IH.pdf | https://cdn-ilabjep.nitrocdn.com/byhKirIaaYsNuCwveZEShuGeKrssTLzI/assets/images/optimized/rev-cf1f084/www.jomarvalve.com/wp-content/uploads/JP-100G-IH-1.jpg
Ball Valves | Lead Free Brass | T-100UEG | 2 Piece, Full Port, Single Union End, Threaded Connection, 600 WOG | https://www.jomarvalve.com/specsheets/T-100UEG.pdf | https://cdn-ilabjep.nitrocdn.com/byhKirIaaYsNuCwveZEShuGeKrssTLzI/assets/images/optimized/rev-cf1f084/www.jomarvalve.com/wp-content/uploads/2023/01/t-100ueg.jpg
Ball Valves | Lead Free Brass | T-100HCG | 2 Piece, Full Port, Dezincification Resistant Lead Free Brass, Threaded x 3/4" Hose Connection, Cap & Strap, 600 WOG | https://www.jomarvalve.com/specsheets/T-100HCG.pdf | https://cdn-ilabjep.nitrocdn.com/byhKirIaaYsNuCwveZEShuGeKrssTLzI/assets/images/optimized/rev-cf1f084/www.jomarvalve.com/wp-content/uploads/2023/01/t-100hcg-open.jpg
Ball Valves | Lead Free Brass | JP-100HCG | 2 Piece, Full Port, Dezincification Resistant Lead Free Brass, Press x 3/4" Hose Connection, Cap & Strap, 600 WOG | https://www.jomarvalve.com/specsheets/JP-100HCG.pdf | https://cdn-ilabjep.nitrocdn.com/byhKirIaaYsNuCwveZEShuGeKrssTLzI/assets/images/optimized/rev-cf1f084/www.jomarvalve.com/wp-content/uploads/2023/01/JP-100HCG-Open.jpg
Ball Valves | Lead Free Brass | T-100FBG | Combination Shutoff Valve & Strainer, Full port, Threaded Connection, Dezincification Resistant Brass, 400 WOG | https://www.jomarvalve.com/specsheets/T-100FBG.pdf | https://cdn-ilabjep.nitrocdn.com/byhKirIaaYsNuCwveZEShuGeKrssTLzI/assets/images/optimized/rev-cf1f084/www.jomarvalve.com/wp-content/uploads/template-website.jpg
Ball Valves | Lead Free Brass | JF-100TG | 2 Piece, Full Port, Dezincification Resistant Lead Free Brass, Threaded Connection, Stainless Steel Ball & Stem, 600 WOG | https://www.jomarvalve.com/specsheets/JF-100TG.pdf | https://cdn-ilabjep.nitrocdn.com/byhKirIaaYsNuCwveZEShuGeKrssTLzI/assets/images/optimized/rev-cf1f084/www.jomarvalve.com/wp-content/uploads/2023/01/jf-100tg.jpg
Ball Valves | Lead Free Brass | JF-100SG | 2 Piece, Full Port, Dezincification Resistant Lead Free Brass, Solder Connection, Stainless Steel Ball & Stem, 600 WOG | https://www.jomarvalve.com/specsheets/JF-100SG.pdf | https://cdn-ilabjep.nitrocdn.com/byhKirIaaYsNuCwveZEShuGeKrssTLzI/assets/images/optimized/rev-cf1f084/www.jomarvalve.com/wp-content/uploads/2023/01/jf-100sg.jpg
Ball Valves | Lead Free Brass | JF-100TG-LH | 2 Piece, Full Port, Dezincification Resistant Lead Free Brass, Threaded Connection, Stainless Steel Ball & Stem, Latch Lock Handle, 600 WOG | https://www.jomarvalve.com/specsheets/JF-100TG-LH.pdf | https://cdn-ilabjep.nitrocdn.com/byhKirIaaYsNuCwveZEShuGeKrssTLzI/assets/images/optimized/rev-cf1f084/www.jomarvalve.com/wp-content/uploads/jf-100tg-lh.jpg
Ball Valves | Lead Free Brass | JF-100SG-LH | 2 Piece, Full Port, Dezincification Resistant Lead Free Brass, Solder Connection, Stainless Steel Ball & Stem, Latch Lock Handle, 600 WOG | https://www.jomarvalve.com/specsheets/JF-100SG-LH.pdf | https://cdn-ilabjep.nitrocdn.com/byhKirIaaYsNuCwveZEShuGeKrssTLzI/assets/images/optimized/rev-cf1f084/www.jomarvalve.com/wp-content/uploads/jf-100sg-lh.jpg
Ball Valves | Lead Free Brass | JP-150G | 2 Piece, Full Port, Dezincification Resistant Lead Free Brass, Press Connection, 250 WOG | https://www.jomarvalve.com/specsheets/JP-150G.pdf | https://cdn-ilabjep.nitrocdn.com/byhKirIaaYsNuCwveZEShuGeKrssTLzI/assets/images/optimized/rev-cf1f084/www.jomarvalve.com/wp-content/uploads/2023/01/JP-150G-2020.png
Ball Valves | Lead Free Brass | JP-150G XLC | 2 Piece, Full Port, Dezincification Resistant Lead Free Brass, Press XLC Connection, 250 WOG | https://www.jomarvalve.com/specsheets/JP-150G_XLC.pdf | https://cdn-ilabjep.nitrocdn.com/byhKirIaaYsNuCwveZEShuGeKrssTLzI/assets/images/optimized/rev-cf1f084/www.jomarvalve.com/wp-content/uploads/2023/01/jp-150g.jpg
Ball Valves | Lead Free Brass | JP-150G Press x FIP | 2 Piece, Full Port, Dezincification Resistant Lead Free Brass, Press x FIP Connection, 250 WOG | https://www.jomarvalve.com/specsheets/JP-150G_PressxFIP.pdf | https://cdn-ilabjep.nitrocdn.com/byhKirIaaYsNuCwveZEShuGeKrssTLzI/assets/images/optimized/rev-cf1f084/www.jomarvalve.com/wp-content/uploads/2023/01/jp-150g_pressxfip.jpg
Ball Valves | Lead Free Brass | JP-150G Press x MIP | 2 Piece, Full Port, Dezincification Resistant Lead Free Brass, Press x MIP Connection, 250 WOG | https://www.jomarvalve.com/specsheets/JP-150G_PressxMIP.pdf | https://cdn-ilabjep.nitrocdn.com/byhKirIaaYsNuCwveZEShuGeKrssTLzI/assets/images/optimized/rev-cf1f084/www.jomarvalve.com/wp-content/uploads/2023/01/jp-150g_pressxmip.jpg
Ball Valves | Lead Free Brass | T-150G | 2 Piece, Full Port, Dezincification Resistant Lead Free Brass, Threaded Connection, 600 WOG | https://www.jomarvalve.com/specsheets/T-150G.pdf | https://cdn-ilabjep.nitrocdn.com/byhKirIaaYsNuCwveZEShuGeKrssTLzI/assets/images/optimized/rev-cf1f084/www.jomarvalve.com/wp-content/uploads/2023/01/t-150g.jpg
Ball Valves | Lead Free Brass | S-150G | 2 Piece, Full Port, Dezincification Resistant Lead Free Brass, Solder Connection, 600 WOG | https://www.jomarvalve.com/specsheets/S-150G.pdf | https://cdn-ilabjep.nitrocdn.com/byhKirIaaYsNuCwveZEShuGeKrssTLzI/assets/images/optimized/rev-cf1f084/www.jomarvalve.com/wp-content/uploads/2023/01/s-150g.jpg
Ball Valves | Lead Free Brass | T-110G | 2 Piece, Full Port, Dezincification Resistant Lead Free Brass, Threaded Connection, Stainless Steel Ball & Stem, Drain, 600 WOG | https://www.jomarvalve.com/specsheets/T-110G.pdf | https://cdn-ilabjep.nitrocdn.com/byhKirIaaYsNuCwveZEShuGeKrssTLzI/assets/images/optimized/rev-cf1f084/www.jomarvalve.com/wp-content/uploads/2023/01/t-110g.jpg
Ball Valves | Lead Free Brass | S-110G | 2 Piece, Full Port, Dezincification Resistant Lead Free Brass, Solder Connection, Stainless Steel Ball & Stem, Drain, 600 WOG | https://www.jomarvalve.com/specsheets/S-110G.pdf | https://cdn-ilabjep.nitrocdn.com/byhKirIaaYsNuCwveZEShuGeKrssTLzI/assets/images/optimized/rev-cf1f084/www.jomarvalve.com/wp-content/uploads/2023/01/s-110g.jpg
Ball Valves | Lead Free Brass | JP-110G | 2 Piece, Full Port, Dezincification Resistant Lead Free Brass, Press Connection, Stainless Steel Ball & Stem, Drain, 600 WOG | https://www.jomarvalve.com/specsheets/JP-110G.pdf | https://cdn-ilabjep.nitrocdn.com/byhKirIaaYsNuCwveZEShuGeKrssTLzI/assets/images/optimized/rev-cf1f084/www.jomarvalve.com/wp-content/uploads/2023/01/jp-110g.jpg
Ball Valves | Lead Free Brass | C-402G | 2 Piece, Full Port, Dezincification Resistant Lead Free Brass, Compression Connection, Stainless Steel Ball & Stem, Drain, 600 WOG | https://www.jomarvalve.com/specsheets/C-402G.pdf | https://cdn-ilabjep.nitrocdn.com/byhKirIaaYsNuCwveZEShuGeKrssTLzI/assets/images/optimized/rev-cf1f084/www.jomarvalve.com/wp-content/uploads/2023/01/c-402g.jpg
Ball Valves | Lead Free Brass | JF-100TLBG | 2 Piece, Full Port, Dezincification Resistant Lead Free Brass, Threaded Connection, Stainless Steel Ball & Stem, Long Bonnet, T-Handle, 600 WOG | https://www.jomarvalve.com/products/ball-valves/lead-free-brass/jf-100tlbg/ | https://cdn-ilabjep.nitrocdn.com/byhKirIaaYsNuCwveZEShuGeKrssTLzI/assets/images/optimized/rev-cf1f084/www.jomarvalve.com/wp-content/uploads/JF-100TLBG.jpg
Ball Valves | Lead Free Brass | JF-100SLBG | 2 Piece, Full Port, Dezincification Resistant Lead Free Brass, Solder Connection, Stainless Steel Ball & Stem, Long Bonnet, T-Handle, 600 WOG | https://www.jomarvalve.com/products/ball-valves/lead-free-brass/jf-100slbg/ | https://www.jomarvalve.com/wp-content/uploads/JF-100SLBG.jpg
Ball Valves | Lead Free Brass | JP-150LBG | 2 Piece, Full Port, Dezincification Resistant Lead Free Brass, Press Connection, Long Bonnet, T-Handle, 250 WOG | https://www.jomarvalve.com/specsheets/JP-150LBG.pdf | https://cdn-ilabjep.nitrocdn.com/byhKirIaaYsNuCwveZEShuGeKrssTLzI/assets/images/optimized/rev-cf1f084/www.jomarvalve.com/wp-content/uploads/JP-150LBG-1.jpg
Ball Valves | Lead Free Brass | JF-100RVG NPT | 2 Piece, Full Port, Dezincification Resistant Lead Free Brass, Threaded Connection, Stainless Steel Ball & Stem, Thermal Expansion Relief Valve, 600 WOG | https://www.jomarvalve.com/specsheets/JF-100RVG-Threaded.pdf | https://cdn-ilabjep.nitrocdn.com/byhKirIaaYsNuCwveZEShuGeKrssTLzI/assets/images/optimized/rev-cf1f084/www.jomarvalve.com/wp-content/uploads/2023/01/jf-100rvg_threaded.jpg
Ball Valves | Lead Free Brass | JF-100RVG SWT | 2 Piece, Full Port, Dezincification Resistant Lead Free Brass, Solder Connection, Stainless Steel Ball & Stem, Thermal Expansion Relief Valve, 600 WOG | https://www.jomarvalve.com/specsheets/JF-100RVG-Solder.pdf | https://cdn-ilabjep.nitrocdn.com/byhKirIaaYsNuCwveZEShuGeKrssTLzI/assets/images/optimized/rev-cf1f084/www.jomarvalve.com/wp-content/uploads/2023/01/jf-100rvg_solder.jpg
Ball Valves | Lead Free Brass | JF-100RVG CRIMP | 2 Piece, Full Port, Dezincification Resistant Lead Free Brass, Crimp Pex Connection, Stainless Steel Ball & Stem, Thermal Expansion Relief Valve, 600 WOG | https://www.jomarvalve.com/specsheets/JF-100RVG-Crimp-Pex.pdf | https://cdn-ilabjep.nitrocdn.com/byhKirIaaYsNuCwveZEShuGeKrssTLzI/assets/images/optimized/rev-cf1f084/www.jomarvalve.com/wp-content/uploads/2023/01/jf-100rvg_crimp.jpg
Ball Valves | Lead Free Brass | JF-100RVG EXP | 2 Piece, Full Port, Dezincification Resistant Lead Free Brass, Expansion Pex Connection, Stainless Steel Ball & Stem, Thermal Expansion Relief Valve, 600 WOG | https://www.jomarvalve.com/specsheets/JF-100RVG-Pex.pdf | https://cdn-ilabjep.nitrocdn.com/byhKirIaaYsNuCwveZEShuGeKrssTLzI/assets/images/optimized/rev-cf1f084/www.jomarvalve.com/wp-content/uploads/jf-100rvg_expansion.jpg
Ball Valves | Lead Free Brass | T-422G | 2 Piece, Standard Port, Dezincification Resistant Lead Free Brass, Expansion Pex Connection, Stainless Steel Ball & Stem, 400 WOG | https://www.jomarvalve.com/specsheets/T-422G.pdf | https://cdn-ilabjep.nitrocdn.com/byhKirIaaYsNuCwveZEShuGeKrssTLzI/assets/images/optimized/rev-cf1f084/www.jomarvalve.com/wp-content/uploads/2023/01/t-422g.jpg
Ball Valves | Lead Free Brass | S-422G | 2 Piece, Standard Port, Dezincification Resistant Lead Free Brass, Solder x Expansion Pex Connection, Stainless Steel Ball & Stem, 400 WOG | https://www.jomarvalve.com/specsheets/S-422G.pdf | https://www.jomarvalve.com/wp-content/uploads/2023/01/s-422g.jpg
Ball Valves | Lead Free Brass | T-422G MIP | 2 Piece, Standard Port, Dezincification Resistant Lead Free Brass, MNPT x Expansion Pex Connection, Stainless Steel Ball & Stem, 400 WOG | https://www.jomarvalve.com/specsheets/T-422G_MIP.pdf | https://cdn-ilabjep.nitrocdn.com/byhKirIaaYsNuCwveZEShuGeKrssTLzI/assets/images/optimized/rev-cf1f084/www.jomarvalve.com/wp-content/uploads/2023/01/t-422g-mip.jpg
Ball Valves | Lead Free Brass | T-422G FIP | 2 Piece, Standard Port, Dezincification Resistant Lead Free Brass, FNPT x Expansion Pex Connection, Stainless Steel Ball & Stem, 400 WOG | https://www.jomarvalve.com/specsheets/T-422G_FIP.pdf | https://www.jomarvalve.com/wp-content/uploads/2023/01/t-422g_fip.jpg
Ball Valves | Lead Free Brass | T-422G Press | 2 Piece, Standard Port, Dezincification Resistant Lead Free Brass, Press x Expansion Pex Connection, Stainless Steel Ball & Stem, 250 WOG | https://www.jomarvalve.com/specsheets/T-422G-Press.pdf | https://cdn-ilabjep.nitrocdn.com/byhKirIaaYsNuCwveZEShuGeKrssTLzI/assets/images/optimized/rev-cf1f084/www.jomarvalve.com/wp-content/uploads/2023/01/t-422g_press.jpg
Ball Valves | Lead Free Brass | T-423G | 2 Piece, Standard Port, Dezincification Resistant Lead Free Brass, Expansion Pex Connection, Stainless Steel Ball & Stem, Drain, 400 WOG | https://www.jomarvalve.com/specsheets/T-423G.pdf | https://cdn-ilabjep.nitrocdn.com/byhKirIaaYsNuCwveZEShuGeKrssTLzI/assets/images/optimized/rev-cf1f084/www.jomarvalve.com/wp-content/uploads/2023/01/t-423g.jpg
Ball Valves | Lead Free Brass | T-412G | 2 Piece, Standard Port, Dezincification Resistant Lead Free Brass, Crimp Pex Connection, 400 WOG | https://www.jomarvalve.com/specsheets/T-412G.pdf | https://cdn-ilabjep.nitrocdn.com/byhKirIaaYsNuCwveZEShuGeKrssTLzI/assets/images/optimized/rev-cf1f084/www.jomarvalve.com/wp-content/uploads/2023/01/t-412g.jpg
Ball Valves | Lead Free Brass | S-412G | 2 Piece, Standard Port, Dezincification Resistant Lead Free Brass, Solder x Crimp Pex Connection, 400 WOG | https://www.jomarvalve.com/specsheets/S-412G.pdf | https://www.jomarvalve.com/wp-content/uploads/2023/01/s-412g.jpg
Ball Valves | Lead Free Brass | T-412G MIP | 2 Piece, Standard Port, Dezincification Resistant Lead Free Brass, MNPT x Crimp Pex Connection, 400 WOG | https://www.jomarvalve.com/specsheets/T-412G_MIP.pdf | https://www.jomarvalve.com/wp-content/uploads/2023/01/t-412g-mip.jpg
Ball Valves | Lead Free Brass | T-412G FIP | 2 Piece, Standard Port, Dezincification Resistant Lead Free Brass, FNPT x Crimp Pex Connection, 400 WOG | https://www.jomarvalve.com/specsheets/T-412G_FIP.pdf | https://cdn-ilabjep.nitrocdn.com/byhKirIaaYsNuCwveZEShuGeKrssTLzI/assets/images/optimized/rev-cf1f084/www.jomarvalve.com/wp-content/uploads/2023/01/t-412g-fip.jpg
Ball Valves | Lead Free Brass | T-412G Press | 2 Piece, Standard Port, Dezincification Resistant Lead Free Brass, Press x Crimp Pex Connection, 400 WOG | https://www.jomarvalve.com/specsheets/T-412G_PressxCrimp.pdf | https://www.jomarvalve.com/wp-content/uploads/2023/01/t-412g_pressxcrimp.jpg
Ball Valves | Lead Free Brass | T-413G | 2 Piece, Standard Port, Dezincification Resistant Lead Free Brass, Crimp Pex Connection, Drain, 400 WOG | https://www.jomarvalve.com/specsheets/T-413G.pdf | https://cdn-ilabjep.nitrocdn.com/byhKirIaaYsNuCwveZEShuGeKrssTLzI/assets/images/optimized/rev-cf1f084/www.jomarvalve.com/wp-content/uploads/2023/01/t-413g.jpg
Ball Valves | Lead Free Brass | S-155G | 2 Piece, Full Port, Dezincification Resistant Lead Free Brass, CPVC Connection, 150 WOG | https://www.jomarvalve.com/specsheets/S-155G.pdf | https://cdn-ilabjep.nitrocdn.com/byhKirIaaYsNuCwveZEShuGeKrssTLzI/assets/images/optimized/rev-cf1f084/www.jomarvalve.com/wp-content/uploads/2023/01/s-155g.jpg
Ball Valves | Lead Free Brass | S-165G | 2 Piece, Full Port, Dezincification Resistant Lead Free Brass, CPVC Connection, Drain, 150 WOG | https://www.jomarvalve.com/specsheets/S-165G.pdf | https://cdn-ilabjep.nitrocdn.com/byhKirIaaYsNuCwveZEShuGeKrssTLzI/assets/images/optimized/rev-cf1f084/www.jomarvalve.com/wp-content/uploads/2023/01/s-165-with-callout.jpg
Ball Valves | Lead Free Brass | JF-100GMxF | 2 Piece, Full Port, Dezincification Resistant Lead Free Brass, MNPT x FNPT Connection, Stainless Steel Ball & Stem, 600 WOG | https://www.jomarvalve.com/specsheets/JF-100GMxF.pdf | https://cdn-ilabjep.nitrocdn.com/byhKirIaaYsNuCwveZEShuGeKrssTLzI/assets/images/optimized/rev-cf1f084/www.jomarvalve.com/wp-content/uploads/2023/01/jf-100gmxf.jpg
Ball Valves | Lead Free Brass | JF-100GMxC | 2 Piece, Full Port, Dezincification Resistant Lead Free Brass, FNPT x Solder Connection, 600 WOG | https://www.jomarvalve.com/specsheets/JF-100GMxC.pdf | https://cdn-ilabjep.nitrocdn.com/byhKirIaaYsNuCwveZEShuGeKrssTLzI/assets/images/optimized/rev-cf1f084/www.jomarvalve.com/wp-content/uploads/JF-100GMxC.jpg
Ball Valves | Lead Free Brass | T-82-MG | 2 Piece, Full Port, Threaded Connection with Screwdriver Slot, 600 WOG | https://www.jomarvalve.com/specsheets/T-82MG.pdf | https://cdn-ilabjep.nitrocdn.com/byhKirIaaYsNuCwveZEShuGeKrssTLzI/assets/images/optimized/rev-cf1f084/www.jomarvalve.com/wp-content/uploads/2023/01/T-82_100-296.jpg
Ball Valves | Lead Free Brass | T-83CG | 2 Piece, Full Port, Mini Ball Valve, Dezincification Resistant Lead Free Brass, Threaded Connection, Stainless Steel Ball & Stem, 600 WOG | https://www.jomarvalve.com/specsheets/T-83CG.pdf | https://cdn-ilabjep.nitrocdn.com/byhKirIaaYsNuCwveZEShuGeKrssTLzI/assets/images/optimized/rev-cf1f084/www.jomarvalve.com/wp-content/uploads/2023/01/T-83CG_100-397.jpg
Ball Valves | Lead Free Brass | JFPG-100 | 2 Piece, Full Port, Dezincification Resistant Lead Free Brass, Push-Fit Connection, 200 WOG | https://www.jomarvalve.com/specsheets/JFPG-100.pdf | https://cdn-ilabjep.nitrocdn.com/byhKirIaaYsNuCwveZEShuGeKrssTLzI/assets/images/optimized/rev-cf1f084/www.jomarvalve.com/wp-content/uploads/2023/01/jfpg-100.jpg
Ball Valves | Lead Free Brass | T-100HFG | 2 Piece, Full Port, Dezincification Resistant Lead Free Brass, FNPT x 3/4" Hose Connection, Cap & Chain, Stainless Steel Ball & Stem, 600 WOG | https://www.jomarvalve.com/specsheets/T-100HFG.pdf | https://cdn-ilabjep.nitrocdn.com/byhKirIaaYsNuCwveZEShuGeKrssTLzI/assets/images/optimized/rev-cf1f084/www.jomarvalve.com/wp-content/uploads/2023/01/t-100hfg.jpg
Ball Valves | Lead Free Brass | S-100HSG | 2 Piece, Full Port, Dezincification Resistant Lead Free Brass, Solder x 3/4" Hose Connection, Cap & Chain, Stainless Steel Ball & Stem, 600 WOG | https://www.jomarvalve.com/specsheets/S-100HSG.pdf | https://cdn-ilabjep.nitrocdn.com/byhKirIaaYsNuCwveZEShuGeKrssTLzI/assets/images/optimized/rev-cf1f084/www.jomarvalve.com/wp-content/uploads/2023/01/s-100hsg.jpg
Ball Valves | Lead Free Brass | P-100HPG | 2 Piece, Full Port, Dezincification Resistant Lead Free Brass, Press x 3/4" Hose Connection, Cap & Chain, Stainless Steel Ball & Stem, 600 WOG | https://www.jomarvalve.com/specsheets/P-100HPG.pdf | https://cdn-ilabjep.nitrocdn.com/byhKirIaaYsNuCwveZEShuGeKrssTLzI/assets/images/optimized/rev-cf1f084/www.jomarvalve.com/wp-content/uploads/2023/01/p-100hpg.jpg
Ball Valves | Bronze | T-200CSS | 2 Piece, Full Port, Threaded Connection, Bronze, Stainless Steel Ball & Stem, 600 WOG | https://www.jomarvalve.com/specsheets/T-200CSS.pdf | https://cdn-ilabjep.nitrocdn.com/byhKirIaaYsNuCwveZEShuGeKrssTLzI/assets/images/optimized/rev-cf1f084/www.jomarvalve.com/wp-content/uploads/T-200CSS.jpg
Ball Valves | Bronze | T-200CSS-LH | 2 Piece, Full Port, Threaded Connection, Bronze, Stainless Steel Ball & Stem, Latch Lock Handle, 600 WOG | https://www.jomarvalve.com/specsheets/T-200CSS-LH.pdf | https://cdn-ilabjep.nitrocdn.com/byhKirIaaYsNuCwveZEShuGeKrssTLzI/assets/images/optimized/rev-cf1f084/www.jomarvalve.com/wp-content/uploads/T-200CSS-LH-1.jpg
Ball Valves | Bronze | T-200CSS-IH | 2 Piece, Full Port, Threaded Connection, Bronze, Stainless Steel Ball & Stem, Thermal-Block Insulated Handle, 600 WOG | https://www.jomarvalve.com/specsheets/T-200CSS-IH.pdf | https://cdn-ilabjep.nitrocdn.com/byhKirIaaYsNuCwveZEShuGeKrssTLzI/assets/images/optimized/rev-cf1f084/www.jomarvalve.com/wp-content/uploads/T-200CSS-IH.jpg
Ball Valves | Bronze | T-200CSS-EH | 2 Piece, Full Port, Threaded Connection, Bronze, Stainless Steel Ball & Stem, Stem Extension, 600 WOG | https://www.jomarvalve.com/specsheets/T-200CSS-EH.pdf | https://www.jomarvalve.com/wp-content/uploads/T-200CSS-EH-1.jpg
Ball Valves | Bronze | S-200CSS | 2 Piece, Full Port, Solder Connection, Bronze, Stainless Steel Ball & Stem, 600 WOG | https://www.jomarvalve.com/specsheets/S-200CSS.pdf | https://cdn-ilabjep.nitrocdn.com/byhKirIaaYsNuCwveZEShuGeKrssTLzI/assets/images/optimized/rev-cf1f084/www.jomarvalve.com/wp-content/uploads/S-200CSS.jpg
Ball Valves | Bronze | S-200CSS-LH | 2 Piece, Full Port, Solder Connection, Bronze, Stainless Steel Ball & Stem, Latch Lock Handle, 600 WOG | https://www.jomarvalve.com/specsheets/S-200CSS-LH.pdf | https://cdn-ilabjep.nitrocdn.com/byhKirIaaYsNuCwveZEShuGeKrssTLzI/assets/images/optimized/rev-cf1f084/www.jomarvalve.com/wp-content/uploads/S-200CSS-LH.jpg
Ball Valves | Bronze | S-200CSS-IH | 2 Piece, Full Port, Threaded Connection, Bronze, Stainless Steel Ball & Stem, Thermal-Block Insulated Handle, 600 WOG | https://www.jomarvalve.com/specsheets/S-200CSS-IH.pdf | https://cdn-ilabjep.nitrocdn.com/byhKirIaaYsNuCwveZEShuGeKrssTLzI/assets/images/optimized/rev-cf1f084/www.jomarvalve.com/wp-content/uploads/S-200CSS-IH.jpg
Ball Valves | Bronze | S-200CSS-EH | 2 Piece, Full Port, Solder Connection, Bronze, Stainless Steel Ball & Stem, Stem Extension, 600 WOG | https://www.jomarvalve.com/specsheets/S-200CSS-EH.pdf | https://cdn-ilabjep.nitrocdn.com/byhKirIaaYsNuCwveZEShuGeKrssTLzI/assets/images/optimized/rev-cf1f084/www.jomarvalve.com/wp-content/uploads/S-200CSS-EH-1.jpg
Ball Valves | Bronze | T-200SS-4B | 3 Piece, Full Port, Threaded Connection, Bronze, Stainless Steel Ball & Stem, 600 WOG | https://www.jomarvalve.com/specsheets/T-200SS-4B.pdf | https://cdn-ilabjep.nitrocdn.com/byhKirIaaYsNuCwveZEShuGeKrssTLzI/assets/images/optimized/rev-cf1f084/www.jomarvalve.com/wp-content/uploads/t-200ss-4b.webp
Ball Valves | Bronze | S-200SS-4B | 3 Piece, Full Port, Solder Connection, Bronze, Stainless Steel Ball & Stem, 600 WOG | https://www.jomarvalve.com/specsheets/S-200SS-4B.pdf | https://cdn-ilabjep.nitrocdn.com/byhKirIaaYsNuCwveZEShuGeKrssTLzI/assets/images/optimized/rev-cf1f084/www.jomarvalve.com/wp-content/uploads/s-200ss-4b.webp
Ball Valves | Brass | T-100NE | 2 Piece, Full Port, Brass, Threaded Connection, 600 WOG | https://www.jomarvalve.com/specsheets/T-100NE.pdf | https://cdn-ilabjep.nitrocdn.com/byhKirIaaYsNuCwveZEShuGeKrssTLzI/assets/images/optimized/rev-cf1f084/www.jomarvalve.com/wp-content/uploads/2022/10/t-100ne-1.jpg
Ball Valves | Brass | T-100NE-LH | 2 Piece, Full Port, Brass, Threaded Connection, Stainless Steel Latch Lock Handle, 600 WOG | https://www.jomarvalve.com/specsheets/T-100NE-LH.pdf | https://cdn-ilabjep.nitrocdn.com/byhKirIaaYsNuCwveZEShuGeKrssTLzI/assets/images/optimized/rev-cf1f084/www.jomarvalve.com/wp-content/uploads/t-100ne-lh.jpg
Ball Valves | Brass | T-100NE-IH | 2 Piece, Full Port, Brass, Threaded Connection, Thermal-Block Insulated Handle, 600 WOG | https://www.jomarvalve.com/specsheets/T-100NE-IH.pdf | https://cdn-ilabjep.nitrocdn.com/byhKirIaaYsNuCwveZEShuGeKrssTLzI/assets/images/optimized/rev-cf1f084/www.jomarvalve.com/wp-content/uploads/T-100NE-IH.jpg
Ball Valves | Brass | S-100NE | 2 Piece, Full Port, Brass, Solder Connection, 600 WOG | https://www.jomarvalve.com/specsheets/S-100NE.pdf | https://cdn-ilabjep.nitrocdn.com/byhKirIaaYsNuCwveZEShuGeKrssTLzI/assets/images/optimized/rev-cf1f084/www.jomarvalve.com/wp-content/uploads/2023/01/s-100ne.jpg
Ball Valves | Brass | T-100SSE | 2 Piece, Full Port, TEA Coated Brass, Threaded Connection, Stainless Steel Ball & Stem, 600 WOG | https://www.jomarvalve.com/specsheets/T-100SSE.pdf | https://cdn-ilabjep.nitrocdn.com/byhKirIaaYsNuCwveZEShuGeKrssTLzI/assets/images/optimized/rev-cf1f084/www.jomarvalve.com/wp-content/uploads/2023/01/t-100sse.jpg
Ball Valves | Brass | T-100SSS | 2 Piece, Full Port, Brass, Threaded Connection, Steam Trim, 600 WOG | https://www.jomarvalve.com/specsheets/T-100SSS.pdf | https://cdn-ilabjep.nitrocdn.com/byhKirIaaYsNuCwveZEShuGeKrssTLzI/assets/images/optimized/rev-cf1f084/www.jomarvalve.com/wp-content/uploads/2023/01/t-100sss.jpg
Ball Valves | Brass | T-100FMN | 2 Piece, Full Port, Brass, MNPT x FNPT Connection, 600 WOG | https://www.jomarvalve.com/specsheets/T-100FMN.pdf | https://cdn-ilabjep.nitrocdn.com/byhKirIaaYsNuCwveZEShuGeKrssTLzI/assets/images/optimized/rev-cf1f084/www.jomarvalve.com/wp-content/uploads/2023/02/t-100fmn.jpg
Ball Valves | Brass | T-100-UE | 3 Piece, Full Port, Brass, Threaded Connection, Single Union End, Side Tap, 600 WOG | https://www.jomarvalve.com/specsheets/T-100UE.pdf | https://cdn-ilabjep.nitrocdn.com/byhKirIaaYsNuCwveZEShuGeKrssTLzI/assets/images/optimized/rev-cf1f084/www.jomarvalve.com/wp-content/uploads/2023/01/t-100ue.jpg
Ball Valves | Brass | T-100STN | 2 Piece, Full Port, Brass, Threaded Connection, Side Tap, 600 WOG | https://www.jomarvalve.com/specsheets/T-100STN.pdf | https://cdn-ilabjep.nitrocdn.com/byhKirIaaYsNuCwveZEShuGeKrssTLzI/assets/images/optimized/rev-cf1f084/www.jomarvalve.com/wp-content/uploads/2023/01/t-100stn.jpg
Ball Valves | Brass | JP-100 | 2 Piece, Full Port, Brass, Press Connection, 250 WOG | https://www.jomarvalve.com/specsheets/JP-100.pdf | https://cdn-ilabjep.nitrocdn.com/byhKirIaaYsNuCwveZEShuGeKrssTLzI/assets/images/optimized/rev-cf1f084/www.jomarvalve.com/wp-content/uploads/2023/01/jp-100.jpg
Ball Valves | Brass | JP-100 XLC | 2 Piece, Full Port, Brass, Press XLC Connection, 200 WOG | https://www.jomarvalve.com/specsheets/JP-100_XLC.pdf | https://cdn-ilabjep.nitrocdn.com/byhKirIaaYsNuCwveZEShuGeKrssTLzI/assets/images/optimized/rev-cf1f084/www.jomarvalve.com/wp-content/uploads/2023/01/jp-100xlc.jpg
Ball Valves | Brass | S-100-DUE | 2 Piece, Full Port, Brass, Solder Connection, Double Union End, 400 WOG | https://www.jomarvalve.com/specsheets/S-100-DUE.pdf | https://cdn-ilabjep.nitrocdn.com/byhKirIaaYsNuCwveZEShuGeKrssTLzI/assets/images/optimized/rev-cf1f084/www.jomarvalve.com/wp-content/uploads/S-100-DUE.jpg
Ball Valves | Brass | T-82M | 2 Piece, Full Port, Mini Ball Valve, Brass, Threaded Connection, 600 WOG | https://www.jomarvalve.com/specsheets/T-82-M.pdf | https://cdn-ilabjep.nitrocdn.com/byhKirIaaYsNuCwveZEShuGeKrssTLzI/assets/images/optimized/rev-cf1f084/www.jomarvalve.com/wp-content/uploads/2023/01/t-82-m_100-295.jpg
Ball Valves | Brass | T-84-M | 1 Piece, Standard Port, Mini Ball Valve, Brass, Threaded Connection, 450 WOG | https://www.jomarvalve.com/specsheets/T-84-M.pdf | https://cdn-ilabjep.nitrocdn.com/byhKirIaaYsNuCwveZEShuGeKrssTLzI/assets/images/optimized/rev-cf1f084/www.jomarvalve.com/wp-content/uploads/t-84-m_fipxfip.webp
Ball Valves | Brass | T-83C | 2 Piece, Full Port, Mini Ball Valve, Brass, Threaded Connection, 600 WOG | https://www.jomarvalve.com/specsheets/T-83C.pdf | https://cdn-ilabjep.nitrocdn.com/byhKirIaaYsNuCwveZEShuGeKrssTLzI/assets/images/optimized/rev-cf1f084/www.jomarvalve.com/wp-content/uploads/2023/01/t-83c.jpg
Ball Valves | Brass | PF-86-M | 2 Piece, Full Port, Brass, MNPT x Push-Fit Connection, 200 WOG | https://www.jomarvalve.com/specsheets/PF-86-M.pdf | https://cdn-ilabjep.nitrocdn.com/byhKirIaaYsNuCwveZEShuGeKrssTLzI/assets/images/optimized/rev-cf1f084/www.jomarvalve.com/wp-content/uploads/PF-86-M.jpg
Ball Valves | Brass | PF-86-PF | 2 Piece, Full Port, Brass, Push-Fit Connection, 200 WOG | https://www.jomarvalve.com/specsheets/PF-86-PF.pdf | https://cdn-ilabjep.nitrocdn.com/byhKirIaaYsNuCwveZEShuGeKrssTLzI/assets/images/optimized/rev-cf1f084/www.jomarvalve.com/wp-content/uploads/PF-86-PF.jpg
Ball Valves | Brass | JF-100T | 2 Piece, Full Port, Brass, Threaded Connection, 600 WOG | https://www.jomarvalve.com/specsheets/JF-100T.pdf | https://cdn-ilabjep.nitrocdn.com/byhKirIaaYsNuCwveZEShuGeKrssTLzI/assets/images/optimized/rev-cf1f084/www.jomarvalve.com/wp-content/uploads/2023/01/jf-100t.jpg
Ball Valves | Brass | JF-100T-LH | 2 Piece, Full Port, Brass, Threaded Connection, Latch Lock Handle, 600 WOG | https://www.jomarvalve.com/specsheets/JF-100T-LH.pdf | https://cdn-ilabjep.nitrocdn.com/byhKirIaaYsNuCwveZEShuGeKrssTLzI/assets/images/optimized/rev-cf1f084/www.jomarvalve.com/wp-content/uploads/jf-100t-lh.jpg
Ball Valves | Brass | JF-100S | 2 Piece, Full Port, Brass, Solder Connection, 600 WOG | https://www.jomarvalve.com/specsheets/JF-100S.pdf | https://cdn-ilabjep.nitrocdn.com/byhKirIaaYsNuCwveZEShuGeKrssTLzI/assets/images/optimized/rev-cf1f084/www.jomarvalve.com/wp-content/uploads/2023/01/jf-100s.jpg
Ball Valves | Brass | JF-100S-LH | 2 Piece, Full Port, Brass, Solder Connection, Latch Lock Handle, 600 WOG | https://www.jomarvalve.com/specsheets/JF-100S-LH.pdf | https://cdn-ilabjep.nitrocdn.com/byhKirIaaYsNuCwveZEShuGeKrssTLzI/assets/images/optimized/rev-cf1f084/www.jomarvalve.com/wp-content/uploads/jf-100s-lh.jpg
Ball Valves | Brass | JF-100TFM | 2 Piece, Full Port, Brass, MNPT x FNPT Connection, 600 WOG | https://www.jomarvalve.com/specsheets/JF-100TFM.pdf | https://cdn-ilabjep.nitrocdn.com/byhKirIaaYsNuCwveZEShuGeKrssTLzI/assets/images/optimized/rev-cf1f084/www.jomarvalve.com/wp-content/uploads/2023/01/jf-100tfm.jpg
Ball Valves | Brass | JF-100TS | 2 Piece, Full Port, SAE Threaded Connection, 600 WOG | https://www.jomarvalve.com/specsheets/JF-100TS.pdf | https://cdn-ilabjep.nitrocdn.com/byhKirIaaYsNuCwveZEShuGeKrssTLzI/assets/images/optimized/rev-cf1f084/www.jomarvalve.com/wp-content/uploads/JF-100TS-1.jpg
Ball Valves | Medical Gas | S-650-CE-4B | 3 Piece, 4 Bolt, Brass, Oxygen Cleaned for Medical Gas, Copper Stub Connection, 600 WOG | https://www.jomarvalve.com/specsheets/S-650-CE-4B.pdf | https://cdn-ilabjep.nitrocdn.com/byhKirIaaYsNuCwveZEShuGeKrssTLzI/assets/images/optimized/rev-cf1f084/www.jomarvalve.com/wp-content/uploads/2023/01/s-650-ce-4b.jpg
Ball Valves | Medical Gas | S-675-DGP-4B | 3 Piece, 4 Bolt, Brass, Oxygen Cleaned for Medical Gas, Copper Stub Connection, Double Gauge Port, 600 WOG | https://www.jomarvalve.com/specsheets/S-675-DGP-4B.pdf | https://cdn-ilabjep.nitrocdn.com/byhKirIaaYsNuCwveZEShuGeKrssTLzI/assets/images/optimized/rev-cf1f084/www.jomarvalve.com/wp-content/uploads/2023/01/s-675-dgp-4b.jpg
Ball Valves | Medical Gas | S-675-DGP-4B-SS | 3 Piece, 4 Bolt, Brass, Oxygen Cleaned for Medical Gas, Copper Stub Connection, Double Gauge Port, Stainless Steel Ball & Stem, 600 WOG | https://www.jomarvalve.com/specsheets/S-675-DGP-4B-SS.pdf | https://www.jomarvalve.com/wp-content/uploads/2023/01/s-675-dgp-4b.jpg
Ball Valves | Gas | T-204 FIP | 2 Piece, Gas Ball Valve, T-Handle, FNPT Connections, 600 WOG | https://www.jomarvalve.com/specsheets/T-204_FIPxFIP.pdf | https://cdn-ilabjep.nitrocdn.com/byhKirIaaYsNuCwveZEShuGeKrssTLzI/assets/images/optimized/rev-cf1f084/www.jomarvalve.com/wp-content/uploads/2023/01/t-204_fip-fip.jpg
Ball Valves | Gas | T-204 Flare x FIP | 2 Piece, Gas Ball Valve, T-Handle, Flare x FNPT Connections, 600 WOG | https://www.jomarvalve.com/specsheets/T-204_FLxFIP.pdf | https://cdn-ilabjep.nitrocdn.com/byhKirIaaYsNuCwveZEShuGeKrssTLzI/assets/images/optimized/rev-cf1f084/www.jomarvalve.com/wp-content/uploads/2023/01/t-204_fl-fip.jpg
Ball Valves | Gas | T-204 Flare | 2 Piece, Gas Ball Valve, T-Handle, Flare x Flare Connections, 600 WOG | https://www.jomarvalve.com/specsheets/T-204_FLxFL.pdf | https://cdn-ilabjep.nitrocdn.com/byhKirIaaYsNuCwveZEShuGeKrssTLzI/assets/images/optimized/rev-cf1f084/www.jomarvalve.com/wp-content/uploads/2023/01/t-204_fl-fl.jpg
Ball Valves | Gas | T-204 Flare x MIP | 2 Piece, Gas Ball Valve, T-Handle, Flare x MNPT Connections, 600 WOG | https://www.jomarvalve.com/specsheets/T-204_MIPxFL.pdf | https://cdn-ilabjep.nitrocdn.com/byhKirIaaYsNuCwveZEShuGeKrssTLzI/assets/images/optimized/rev-cf1f084/www.jomarvalve.com/wp-content/uploads/2023/01/t-204_mip-fl.jpg
Ball Valves | Gas | T-204DU FIP | 2 Piece, Gas Ball Valve, Integrated Dielectric Union End, T-Handle, FNPT Connections, 600 WOG | https://www.jomarvalve.com/specsheets/T-204DU_FIPDUxFIP.pdf | https://www.jomarvalve.com/wp-content/uploads/2023/01/t-204du_fip-fip.jpg
Ball Valves | Gas | T-204DU Flare x FIP | 2 Piece, Gas Ball Valve, Integrated Dielectric Union End, T-Handle, FNPT x Flare Connections, 600 WOG | https://www.jomarvalve.com/specsheets/T-204DU_FIPDUxFL.pdf | https://www.jomarvalve.com/wp-content/uploads/2023/01/t-204du_fip-fl.jpg
Ball Valves | Gas | T-204DU MIP x FIP | 2 Piece, Gas Ball Valve, Integrated Dielectric Union End, T-Handle, MNPT x FNPT Connections, 600 WOG | https://www.jomarvalve.com/specsheets/T-204DU_MIPDUxFIP.pdf | https://www.jomarvalve.com/wp-content/uploads/2023/01/t-204du_mip-fip.jpg
Ball Valves | Gas | T-204DU Flare x MIP | 2 Piece, Gas Ball Valve, Integrated Dielectric Union End, T-Handle, MNPT x Flare Connections, 600 WOG | https://www.jomarvalve.com/specsheets/T-204DU_MIPDUxFL.pdf | https://www.jomarvalve.com/wp-content/uploads/2023/01/t-204du_mip-fl.jpg
Ball Valves | Gas | T-203 FIP | 2 Piece, Gas Ball Valve, T-Handle, Side Tap, FNPT Connections, 600 WOG | https://www.jomarvalve.com/specsheets/T-203_FIPxFIP.pdf | https://cdn-ilabjep.nitrocdn.com/byhKirIaaYsNuCwveZEShuGeKrssTLzI/assets/images/optimized/rev-cf1f084/www.jomarvalve.com/wp-content/uploads/2023/01/t-203_fip-fip.jpg
Ball Valves | Gas | T-203 Flare | 2 Piece, Gas Ball Valve, T-Handle, Side Tap, Flare Connections, 600 WOG | https://www.jomarvalve.com/specsheets/T-203_FLxFL.pdf | https://cdn-ilabjep.nitrocdn.com/byhKirIaaYsNuCwveZEShuGeKrssTLzI/assets/images/optimized/rev-cf1f084/www.jomarvalve.com/wp-content/uploads/2023/01/t-203_flare.jpg
Ball Valves | Gas | T-203 Flare x FIP | 2 Piece, Gas Ball Valve, T-Handle, Side Tap, Flare x FNPT Connections, 600 WOG | https://www.jomarvalve.com/specsheets/T-203_FLxFIP.pdf | https://cdn-ilabjep.nitrocdn.com/byhKirIaaYsNuCwveZEShuGeKrssTLzI/assets/images/optimized/rev-cf1f084/www.jomarvalve.com/wp-content/uploads/2023/01/t-203_fip-fip.jpg
Ball Valves | Gas | T-203DU FIP | 2 Piece, Gas Ball Valve, Integrated Dielectric Union End, T-Handle, Side Tap, FNPT Connections, 600 WOG | https://www.jomarvalve.com/specsheets/T-203DU_FIPDUxFIP.pdf | https://cdn-ilabjep.nitrocdn.com/byhKirIaaYsNuCwveZEShuGeKrssTLzI/assets/images/optimized/rev-cf1f084/www.jomarvalve.com/wp-content/uploads/2023/01/t-203du_fip-fip.jpg
Ball Valves | Gas | T-203DU Flare x FIP | 2 Piece, Gas Ball Valve, Integrated Dielectric Union End, T-Handle, Side Tap, Flare x FNPT Connections, 600 WOG | https://www.jomarvalve.com/specsheets/T-203DU_FIPDUxFL.pdf | https://cdn-ilabjep.nitrocdn.com/byhKirIaaYsNuCwveZEShuGeKrssTLzI/assets/images/optimized/rev-cf1f084/www.jomarvalve.com/wp-content/uploads/2023/01/t-203du_fip-fl.jpg
Ball Valves | Gas | T-203DU Flare x MIP | 2 Piece, Gas Ball Valve, Integrated Dielectric Union End, T-Handle, Side Tap, Flare x MNPT Connections, 600 WOG | https://www.jomarvalve.com/specsheets/T-203DU_MIPDUxFL.pdf | https://cdn-ilabjep.nitrocdn.com/byhKirIaaYsNuCwveZEShuGeKrssTLzI/assets/images/optimized/rev-cf1f084/www.jomarvalve.com/wp-content/uploads/2023/01/t-203du_mip-fl.jpg
Ball Valves | Gas | T-205 | 2 Piece, Gas Ball Valve, T-Handle, 400 WOG | https://www.jomarvalve.com/specsheets/T-205.pdf | https://cdn-ilabjep.nitrocdn.com/byhKirIaaYsNuCwveZEShuGeKrssTLzI/assets/images/optimized/rev-cf1f084/www.jomarvalve.com/wp-content/uploads/t-205-thandle.jpg
Ball Valves | Gas | T-2005C | 2 Piece, Gas Ball Valve, Teardrop Handle, 175 WOG | https://www.jomarvalve.com/specsheets/T-2005C.pdf | https://www.jomarvalve.com/wp-content/uploads/t-2005c-red-handle.jpg
Ball Valves | Gas | T-2004C | 2 Piece, Gas Ball Valve, Yellow Teardrop Handle, 175 WOG | https://www.jomarvalve.com/specsheets/T-2004C.pdf | https://cdn-ilabjep.nitrocdn.com/byhKirIaaYsNuCwveZEShuGeKrssTLzI/assets/images/optimized/rev-cf1f084/www.jomarvalve.com/wp-content/uploads/t-2004c-flarexFIP.jpg
Ball Valves | Carbon Steel | T-CS-1001N-SS | 2 Piece, Full Port, Carbon Steel, Threaded Connection, Stainless Steel Ball & Stem, 1000 WOG | https://www.jomarvalve.com/specsheets/T-CS-1001N-SS.pdf | https://cdn-ilabjep.nitrocdn.com/byhKirIaaYsNuCwveZEShuGeKrssTLzI/assets/images/optimized/rev-cf1f084/www.jomarvalve.com/wp-content/uploads/2023/01/t-cs-1001n-ss.jpg
Ball Valves | Carbon Steel | T-CS-2000N-SS | 2 Piece, Standard Port, Carbon Steel, Threaded Connection, Stainless Steel Ball & Stem, 2000 WOG | https://www.jomarvalve.com/specsheets/T-CS-2000N-SS.pdf | https://cdn-ilabjep.nitrocdn.com/byhKirIaaYsNuCwveZEShuGeKrssTLzI/assets/images/optimized/rev-cf1f084/www.jomarvalve.com/wp-content/uploads/2023/01/t-cs-2000n-ss.jpg
Ball Valves | Carbon Steel | T-CS-1000N-SS-4B | 3 Piece, 4 Bolt, Full Port, Carbon Steel, Swing Out Body, Threaded Connection, Stainless Steel Ball & Stem, 1000 WOG | https://www.jomarvalve.com/specsheets/T-CS-1000N-SS-4B.pdf | https://cdn-ilabjep.nitrocdn.com/byhKirIaaYsNuCwveZEShuGeKrssTLzI/assets/images/optimized/rev-cf1f084/www.jomarvalve.com/wp-content/uploads/2023/01/t-cs-1000n-ss-4b.jpg
Ball Valves | Carbon Steel | S-CS-1000N-SS-4B | 3 Piece, 4 Bolt, Full Port, Carbon Steel, Swing Out Body, Socket Weld Connection, Stainless Steel Ball & Stem, 1000 WOG | https://www.jomarvalve.com/specsheets/S-CS-1000N-SS-4B.pdf | https://cdn-ilabjep.nitrocdn.com/byhKirIaaYsNuCwveZEShuGeKrssTLzI/assets/images/optimized/rev-cf1f084/www.jomarvalve.com/wp-content/uploads/2023/01/s-cs-1000n-ss-4b.jpg
Ball Valves | Carbon Steel | T-CS-2001N-SS-4B | 3 Piece, 4 Bolt Enclosed, Standard Port, Carbon Steel, Threaded Connection, Stainless Steel Ball & Stem, 2000 WOG | https://www.jomarvalve.com/specsheets/T-CS-2001N-SS-4B.pdf | https://cdn-ilabjep.nitrocdn.com/byhKirIaaYsNuCwveZEShuGeKrssTLzI/assets/images/optimized/rev-cf1f084/www.jomarvalve.com/wp-content/uploads/2023/01/t-cs-2001n-ss-4b.jpg
Ball Valves | Carbon Steel | S-CS-2001N-SS-4B | 3 Piece, 4 Bolt Enclosed, Standard Port, Carbon Steel, Socket Weld Connection, Stainless Steel Ball & Stem, 2000 WOG | https://www.jomarvalve.com/specsheets/S-CS-2001N-SS-4B.pdf | https://cdn-ilabjep.nitrocdn.com/byhKirIaaYsNuCwveZEShuGeKrssTLzI/assets/images/optimized/rev-cf1f084/www.jomarvalve.com/wp-content/uploads/2023/01/s-cs-2001n-ss-4b.jpg
Ball Valves | Carbon Steel | T-CS-2002N-SS-DUE | 5 Piece, Double Union End, Full Port, Carbon Steel, Threaded Connection, Stainless Steel Ball & Stem, 3000 WOG | https://www.jomarvalve.com/specsheets/T-CS-2002N-SS-DUE.pdf | https://cdn-ilabjep.nitrocdn.com/byhKirIaaYsNuCwveZEShuGeKrssTLzI/assets/images/optimized/rev-cf1f084/www.jomarvalve.com/wp-content/uploads/2023/01/t-cs-2002n-ss-due.jpg
Ball Valves | Carbon Steel | S-CS-2002N-SS-DUE | 5 Piece, Double Union End, Full Port, Carbon Steel, Socket Weld Connection, Stainless Steel Ball & Stem, 3000 WOG | https://www.jomarvalve.com/specsheets/S-CS-2002N-SS-DUE.pdf | https://cdn-ilabjep.nitrocdn.com/byhKirIaaYsNuCwveZEShuGeKrssTLzI/assets/images/optimized/rev-cf1f084/www.jomarvalve.com/wp-content/uploads/2023/01/s-cs-2002n-ss-due.jpg
Ball Valves | Stainless Steel | T-SS-1001N | 2 Piece, Full Port, Stainless Steel, Threaded Connection, Stainless Steel Ball & Stem, 1000 WOG | https://www.jomarvalve.com/specsheets/T-SS-1001N.pdf | https://cdn-ilabjep.nitrocdn.com/byhKirIaaYsNuCwveZEShuGeKrssTLzI/assets/images/optimized/rev-cf1f084/www.jomarvalve.com/wp-content/uploads/2023/01/t-ss-1001n.jpg
Ball Valves | Stainless Steel | T-SS-2000N | 2 Piece, Standard Port, Stainless Steel, Threaded Connection, Stainless Steel Ball & Stem, 2000 WOG | https://www.jomarvalve.com/specsheets/T-SS-2000N.pdf | https://cdn-ilabjep.nitrocdn.com/byhKirIaaYsNuCwveZEShuGeKrssTLzI/assets/images/optimized/rev-cf1f084/www.jomarvalve.com/wp-content/uploads/2023/01/t-ss-2000n-2.jpg
Ball Valves | Stainless Steel | T-SS-2000N-FP | 2 Piece, Full Port, Stainless Steel, Threaded Connection, Stainless Steel Ball & Stem, 2000 WOG | https://www.jomarvalve.com/specsheets/T-SS-2000N-FP.pdf | https://cdn-ilabjep.nitrocdn.com/byhKirIaaYsNuCwveZEShuGeKrssTLzI/assets/images/optimized/rev-cf1f084/www.jomarvalve.com/wp-content/uploads/T-SS-2000N-FP-prod.jpg
Ball Valves | Stainless Steel | T-SS-2000N-MF | 2 Piece, Standard Port, Stainless Steel, MNPT x FNPT Connection, Stainless Steel Ball & Stem, 2000 WOG | https://www.jomarvalve.com/specsheets/T-SS-2000N-MF.pdf | https://cdn-ilabjep.nitrocdn.com/byhKirIaaYsNuCwveZEShuGeKrssTLzI/assets/images/optimized/rev-cf1f084/www.jomarvalve.com/wp-content/uploads/t-ss-2000n-mf-1.jpg
Ball Valves | Stainless Steel | T-SS-2000N-DH | 2 Piece, Standard Port, Stainless Steel, Threaded Connection, Stainless Steel Ball & Stem, Spring Return Handle, 2000 WOG | https://www.jomarvalve.com/specsheets/T-SS-2000N-DH.pdf | https://cdn-ilabjep.nitrocdn.com/byhKirIaaYsNuCwveZEShuGeKrssTLzI/assets/images/optimized/rev-cf1f084/www.jomarvalve.com/wp-content/uploads/t-ss-2000n-dh.jpg
Ball Valves | Stainless Steel | T-SS-1050N-3L | 2 Piece, Reduced Port, 3 Way Dispenser Valve, Stainless Steel, Threaded Connection, Stainless Steel Ball & Stem, 1000 WOG | https://www.jomarvalve.com/specsheets/T-SS-1050N-3L.pdf | https://cdn-ilabjep.nitrocdn.com/byhKirIaaYsNuCwveZEShuGeKrssTLzI/assets/images/optimized/rev-cf1f084/www.jomarvalve.com/wp-content/uploads/2023/01/t-ss-1050n-3l.jpg
Ball Valves | Stainless Steel | T-SS-900N | 2 Piece, Full Port, Stainless Steel, Threaded Connection, Stainless Steel Ball & Stem, 1000 WOG | https://www.jomarvalve.com/specsheets/T-SS-900N.pdf | https://cdn-ilabjep.nitrocdn.com/byhKirIaaYsNuCwveZEShuGeKrssTLzI/assets/images/optimized/rev-cf1f084/www.jomarvalve.com/wp-content/uploads/2023/01/t-ss-900n.jpg
Ball Valves | Stainless Steel | T-SS-1000N-4B NPT | 3 Piece, 4 Bolt, Full Port, Stainless Steel, Swing Out Body, Threaded Connection, Stainless Steel Ball & Stem, 1000 WOG | https://jomarvalve.com/specsheets/T-SS-1000N-4B.pdf | https://cdn-ilabjep.nitrocdn.com/byhKirIaaYsNuCwveZEShuGeKrssTLzI/assets/images/optimized/rev-cf1f084/www.jomarvalve.com/wp-content/uploads/t-ss-1000n-4b-NPT.jpg
Ball Valves | Stainless Steel | T-SS-1000N-4B NPT x SQ | 3 Piece, 4 Bolt, Full Port, Stainless Steel, Swing Out Body, Threaded x Square Flange Connection, Stainless Steel Ball & Stem, 1000 WOG | https://jomarvalve.com/specsheets/T-SS-1000N-4B-500-358.pdf | https://cdn-ilabjep.nitrocdn.com/byhKirIaaYsNuCwveZEShuGeKrssTLzI/assets/images/optimized/rev-cf1f084/www.jomarvalve.com/wp-content/uploads/t-ss-1000n-4b-NPT-x-Square-Flange-500-358.jpg
Ball Valves | Stainless Steel | T-SS-1000N-4B SQ x SQ | 3 Piece, 4 Bolt, Full Port, Stainless Steel, Swing Out Body, Square Flange x Square Flange Connection, Stainless Steel Ball & Stem, 1000 WOG | https://jomarvalve.com/specsheets/T-SS-1000N-4B-500-368.pdf | https://cdn-ilabjep.nitrocdn.com/byhKirIaaYsNuCwveZEShuGeKrssTLzI/assets/images/optimized/rev-cf1f084/www.jomarvalve.com/wp-content/uploads/t-ss-1000n-4b-Square-Flange-x-Square-Flange-500-368.jpg
Ball Valves | Stainless Steel | T-SS-1000N-4B NPT x SQ, Side Tap | 3 Piece, 4 Bolt, Full Port, Stainless Steel, Swing Out Body, Threaded x Square Flange Connection, Stainless Steel Ball & Stem, with Side Tap, 1000 WOG | https://jomarvalve.com/specsheets/T-SS-1000N-4B-501-356.pdf | https://cdn-ilabjep.nitrocdn.com/byhKirIaaYsNuCwveZEShuGeKrssTLzI/assets/images/optimized/rev-cf1f084/www.jomarvalve.com/wp-content/uploads/t-ss-1000n-4b-NPTxSquare-Flange-Side-Tap-501-356.jpg
Ball Valves | Stainless Steel | T-SS-1000N-4B NPT x SQ, Side & Port Tap | 3 Piece, 4 Bolt, Full Port, Stainless Steel, Swing Out Body, Threaded x Square Flange Connection, Stainless Steel Ball & Stem, with Side Tap & Port Tap, 1000 WOG | https://jomarvalve.com/specsheets/T-SS-1000N-4B-501-358.pdf | https://cdn-ilabjep.nitrocdn.com/byhKirIaaYsNuCwveZEShuGeKrssTLzI/assets/images/optimized/rev-cf1f084/www.jomarvalve.com/wp-content/uploads/t-ss-1000n-4b-NPT-x-Square-Flange-w-Port-Tap-501-358.jpg
Ball Valves | Stainless Steel | S-SS-1000N-4B | 3 Piece, 4 Bolt, Full Port, Stainless Steel, Swing Out Body, Socket Weld Connection, Stainless Steel Ball & Stem, 1000 WOG | https://www.jomarvalve.com/specsheets/S-SS-1000N-4B.pdf | https://cdn-ilabjep.nitrocdn.com/byhKirIaaYsNuCwveZEShuGeKrssTLzI/assets/images/optimized/rev-cf1f084/www.jomarvalve.com/wp-content/uploads/s-ss-1000n-4b-SWT.jpg
Ball Valves | Stainless Steel | TS-SS-1000N-4B | 3 Piece, 4 Bolt, Full Port, Stainless Steel, Swing Out Body, Threaded x Socket Weld Connection, Stainless Steel Ball & Stem, 1000 WOG | https://www.jomarvalve.com/specsheets/TS-SS-1000N-4B.pdf | https://cdn-ilabjep.nitrocdn.com/byhKirIaaYsNuCwveZEShuGeKrssTLzI/assets/images/optimized/rev-cf1f084/www.jomarvalve.com/wp-content/uploads/2023/01/ts-ss-1000N-4b.jpg
Ball Valves | Stainless Steel | T-SS-2001N-4B | 3 Piece, 4 Bolt Enclosed, Standard Port, Stainless Steel, Threaded Connection, Stainless Steel Ball & Stem, 2000 WOG | https://www.jomarvalve.com/specsheets/T-SS-2001N-4B.pdf | https://cdn-ilabjep.nitrocdn.com/byhKirIaaYsNuCwveZEShuGeKrssTLzI/assets/images/optimized/rev-cf1f084/www.jomarvalve.com/wp-content/uploads/t-ss-2001n-4b.jpg
Ball Valves | Stainless Steel | S-SS-2001N-4B | 3 Piece, 4 Bolt Enclosed, Standard Port, Stainless Steel, Socket Weld Connection, Stainless Steel Ball & Stem, 2000 WOG | https://www.jomarvalve.com/specsheets/S-SS-2001N-4B.pdf | https://cdn-ilabjep.nitrocdn.com/byhKirIaaYsNuCwveZEShuGeKrssTLzI/assets/images/optimized/rev-cf1f084/www.jomarvalve.com/wp-content/uploads/2023/01/s-ss-2001n-4b.jpg
Ball Valves | Stainless Steel | T-SS-2002N-DUE | 5 Piece, Double Union End, Full Port, Stainless Steel, Threaded Connection, Stainless Steel Ball & Stem, 3000 WOG | https://www.jomarvalve.com/specsheets/T-SS-2002N-DUE.pdf | https://cdn-ilabjep.nitrocdn.com/byhKirIaaYsNuCwveZEShuGeKrssTLzI/assets/images/optimized/rev-cf1f084/www.jomarvalve.com/wp-content/uploads/t-ss-2002n-due.jpg
Ball Valves | Stainless Steel | S-SS-2002N-DUE | 5 Piece, Double Union End, Full Port, Stainless Steel, Socket Weld Connection, Stainless Steel Ball & Stem, 3000 WOG | https://www.jomarvalve.com/specsheets/S-SS-2002N-DUE.pdf | https://cdn-ilabjep.nitrocdn.com/byhKirIaaYsNuCwveZEShuGeKrssTLzI/assets/images/optimized/rev-cf1f084/www.jomarvalve.com/wp-content/uploads/2023/01/s-ss-2002n-due.jpg
Ball Valves | Stainless Steel | T-SS-1000 | 1 Piece / 2 Piece, Full Port, Mini Ball Valve, Stainless Steel, FNPT x MNPT Connection, Stainless Steel Ball & Stem, 1000 WOG | https://www.jomarvalve.com/specsheets/T-SS-1000.pdf | https://cdn-ilabjep.nitrocdn.com/byhKirIaaYsNuCwveZEShuGeKrssTLzI/assets/images/optimized/rev-cf1f084/www.jomarvalve.com/wp-content/uploads/t-ss-1000-.125FIPx.125MIP-500-098.jpg
Ball Valves | Flanged | FL-CS-100-150 | 2 Piece, Full Port, Carbon Steel, Flanged Connection, Stainless Steel Ball & Stem, Class 150 | https://www.jomarvalve.com/specsheets/FL-CS-100-150.pdf | https://cdn-ilabjep.nitrocdn.com/byhKirIaaYsNuCwveZEShuGeKrssTLzI/assets/images/optimized/rev-cf1f084/www.jomarvalve.com/wp-content/uploads/fl-cs-100-150.jpg
Ball Valves | Flanged | FL-CS-100-300 | 2 Piece, Full Port, Carbon Steel, Flanged Connection, Stainless Steel Ball & Stem, Class 300 | https://www.jomarvalve.com/specsheets/FL-CS-100-300.pdf | https://cdn-ilabjep.nitrocdn.com/byhKirIaaYsNuCwveZEShuGeKrssTLzI/assets/images/optimized/rev-cf1f084/www.jomarvalve.com/wp-content/uploads/fl-cs-100-300.jpg
Ball Valves | Flanged | FL-SS-100-150 | 2 Piece, Full Port, Stainless Steel, Flanged Connection, Stainless Steel Ball & Stem, Class 150 | https://www.jomarvalve.com/specsheets/FL-SS-100-150.pdf | https://cdn-ilabjep.nitrocdn.com/byhKirIaaYsNuCwveZEShuGeKrssTLzI/assets/images/optimized/rev-cf1f084/www.jomarvalve.com/wp-content/uploads/2022/03/fl-ss-100-150.jpg
Ball Valves | Flanged | FL-SS-100-300 | 2 Piece, Full Port, Stainless Steel, Flanged Connection, Stainless Steel Ball & Stem, Class 300 | https://www.jomarvalve.com/specsheets/FL-SS-100-300.pdf | https://cdn-ilabjep.nitrocdn.com/byhKirIaaYsNuCwveZEShuGeKrssTLzI/assets/images/optimized/rev-cf1f084/www.jomarvalve.com/wp-content/uploads/2022/03/fl-ss-100-300.jpg
Ball Valves | PVC & CPVC | S-155G | 2 Piece, Full Port, Dezincification Resistant Lead Free Brass, CPVC Connection, 150 WOG | https://www.jomarvalve.com/specsheets/S-155G.pdf | https://cdn-ilabjep.nitrocdn.com/byhKirIaaYsNuCwveZEShuGeKrssTLzI/assets/images/optimized/rev-cf1f084/www.jomarvalve.com/wp-content/uploads/2023/01/s-155g.jpg
Ball Valves | PVC & CPVC | S-165G | 2 Piece, Full Port, Dezincification Resistant Lead Free Brass, CPVC Connection, Drain, 150 WOG | https://www.jomarvalve.com/specsheets/S-165G.pdf | https://cdn-ilabjep.nitrocdn.com/byhKirIaaYsNuCwveZEShuGeKrssTLzI/assets/images/optimized/rev-cf1f084/www.jomarvalve.com/wp-content/uploads/2023/01/s-165-with-callout-400x322.jpg
Ball Valves | PVC & CPVC | S-605 | CPVC Ball Valve, Copper Tube Size, Solvent Connection, 150 WOG | https://www.jomarvalve.com/specsheets/S-605.pdf | https://cdn-ilabjep.nitrocdn.com/byhKirIaaYsNuCwveZEShuGeKrssTLzI/assets/images/optimized/rev-cf1f084/www.jomarvalve.com/wp-content/uploads/s-605-400x322.jpg
Ball Valves | PVC & CPVC | T/S-703 | 5-Piece, Tru-Union, PVC, Schedule 80, Threaded & Solvent Connections, Schedule 80, 150 WOG | https://www.jomarvalve.com/specsheets/TS-703.pdf | https://cdn-ilabjep.nitrocdn.com/byhKirIaaYsNuCwveZEShuGeKrssTLzI/assets/images/optimized/rev-cf1f084/www.jomarvalve.com/wp-content/uploads/2023/01/TS-703-1-400x322.jpg
Ball Valves | PVC & CPVC | T-701 | PVC Ball Valve, Schedule 80, Threaded Connection, 150 WOG | https://www.jomarvalve.com/specsheets/T-701.pdf | https://cdn-ilabjep.nitrocdn.com/byhKirIaaYsNuCwveZEShuGeKrssTLzI/assets/images/optimized/rev-cf1f084/www.jomarvalve.com/wp-content/uploads/2022/03/t-701-400x322.jpg
Ball Valves | PVC & CPVC | S-701 | PVC Ball Valve, Schedule 80, Solvent Connection, 150 WOG | https://www.jomarvalve.com/specsheets/S-701.pdf | https://cdn-ilabjep.nitrocdn.com/byhKirIaaYsNuCwveZEShuGeKrssTLzI/assets/images/optimized/rev-cf1f084/www.jomarvalve.com/wp-content/uploads/2023/01/s-701-400x322.jpg
Ball Valves | PVC & CPVC | T-702 | PVC Ball Valve, Schedule 40, Threaded Connection, 150 WOG | https://www.jomarvalve.com/specsheets/T-702.pdf | https://cdn-ilabjep.nitrocdn.com/byhKirIaaYsNuCwveZEShuGeKrssTLzI/assets/images/optimized/rev-cf1f084/www.jomarvalve.com/wp-content/uploads/2022/03/t-702-400x322.jpg
Ball Valves | PVC & CPVC | S-702 | PVC Ball Valve, Schedule 40, Solvent Connection, 150 WOG | https://www.jomarvalve.com/specsheets/S-702.pdf | https://cdn-ilabjep.nitrocdn.com/byhKirIaaYsNuCwveZEShuGeKrssTLzI/assets/images/optimized/rev-cf1f084/www.jomarvalve.com/wp-content/uploads/2023/01/s-702-400x322.jpg
Tankless Water Heater Valves | Tankless Water Heater Valves | TWV-3W-KIT-G | 3-Way Ball, Tankless Water Heater Valve Kit, Includes Pressure Relief Valve, Threaded, Solder & Press Connections, 600 WOG | https://www.jomarvalve.com/specsheets/TWV-3W-KIT-G.pdf | https://cdn-ilabjep.nitrocdn.com/byhKirIaaYsNuCwveZEShuGeKrssTLzI/assets/images/optimized/rev-cf1f084/www.jomarvalve.com/wp-content/uploads/TWV-3W-KIT-G-website-photo.jpg
Tankless Water Heater Valves | Tankless Water Heater Valves | TWV-3W-KIT-G-1 | 3-Way Ball, Tankless Water Heater Valve Kit, 1-inch size, 600 WOG | https://www.jomarvalve.com/specsheets/TWV-3W-KIT-G-1.pdf | https://cdn-ilabjep.nitrocdn.com/byhKirIaaYsNuCwveZEShuGeKrssTLzI/assets/images/optimized/rev-cf1f084/www.jomarvalve.com/wp-content/uploads/2023/01/twv-3w-kit-g-1-400x322.jpg
Tankless Water Heater Valves | Tankless Water Heater Valves | TWV-3W-KIT-G Sharkbite | 3-Way Ball, Tankless Water Heater Valve Kit, Includes Pressure Relief Valve, Threaded x Sharkbite Connections, 600 WOG | https://www.jomarvalve.com/specsheets/TWV-3W-KIT-G-SharkBite.pdf | https://cdn-ilabjep.nitrocdn.com/byhKirIaaYsNuCwveZEShuGeKrssTLzI/assets/images/optimized/rev-cf1f084/www.jomarvalve.com/wp-content/uploads/TWV-3W-KIT-G-Sharkbite-400x322.jpg
Tankless Water Heater Valves | Tankless Water Heater Valves | TWV-3W-KIT-G W/O RV Port | 3-Way Ball, Tankless Water Heater Valve Kit, No Pressure Relief Port, 600 WOG | https://www.jomarvalve.com/specsheets/TWV-3W-KIT-G_WITHOUT_RVPORT.pdf | https://cdn-ilabjep.nitrocdn.com/byhKirIaaYsNuCwveZEShuGeKrssTLzI/assets/images/optimized/rev-cf1f084/www.jomarvalve.com/wp-content/uploads/2023/01/TWV-3W-KIT-G_WITHOUT_PRV-1-400x267.jpg
Tankless Water Heater Valves | Tankless Water Heater Valves | TWV-3W-KIT-CG | 3-Way Ball, Tankless Water Heater Valve Kit, Compact Design, Includes Pressure Relief Valve, 600 WOG | https://www.jomarvalve.com/specsheets/TWV-3W-KIT-G-COMPACT.pdf | https://cdn-ilabjep.nitrocdn.com/byhKirIaaYsNuCwveZEShuGeKrssTLzI/assets/images/optimized/rev-cf1f084/www.jomarvalve.com/wp-content/uploads/twv-3w-kit-g-compact-web-400x322.jpg
Butterfly Valves | Resilient Seated | BFV-Lug | Butterfly Valve, Lug Style, Epoxy-Coated Ductile Iron Body, Stainless Steel Disc | https://www.jomarvalve.com/specsheets/BFV-Lug.pdf | https://cdn-ilabjep.nitrocdn.com/byhKirIaaYsNuCwveZEShuGeKrssTLzI/assets/images/optimized/rev-cf1f084/www.jomarvalve.com/wp-content/uploads/Lug.jpg
Butterfly Valves | Resilient Seated | BFV-Wafer | Butterfly Valve, Wafer Style, Epoxy-Coated Ductile Iron Body, Stainless Steel Disc | https://www.jomarvalve.com/specsheets/BFV-Wafer.pdf | https://cdn-ilabjep.nitrocdn.com/byhKirIaaYsNuCwveZEShuGeKrssTLzI/assets/images/optimized/rev-cf1f084/www.jomarvalve.com/wp-content/uploads/Wafer-400x322.jpg
Butterfly Valves | Resilient Seated | BFV-GO | Gear Operator For Use with Resilient Seated Butterfly Valves | https://www.jomarvalve.com/specsheets/BFV-Gear-Op.pdf | https://cdn-ilabjep.nitrocdn.com/byhKirIaaYsNuCwveZEShuGeKrssTLzI/assets/images/optimized/rev-cf1f084/www.jomarvalve.com/wp-content/uploads/Gear-Operator-BFV-400x322.jpg
Butterfly Valves | Resilient Seated | BFV-LH | Ten-Position, Lockable Lever Handle for Use with Resilient Seated Butterfly Valves | https://www.jomarvalve.com/specsheets/BFVLeverHandle.pdf | https://cdn-ilabjep.nitrocdn.com/byhKirIaaYsNuCwveZEShuGeKrssTLzI/assets/images/optimized/rev-cf1f084/www.jomarvalve.com/wp-content/uploads/BFV-Handle-400x322.jpg
Butterfly Valves | High Performance | HPBFV-CS-150 | High Performance Butterfly Valve, Lug Style, Carbon Steel Body, Stainless Steel Disc and Stem, ANSI Class 150 | https://www.jomarvalve.com/specsheets/HPBFV-CS-150.pdf | https://cdn-ilabjep.nitrocdn.com/byhKirIaaYsNuCwveZEShuGeKrssTLzI/assets/images/optimized/rev-cf1f084/www.jomarvalve.com/wp-content/uploads/HPBFV-CS-150-400x322.jpg
Butterfly Valves | High Performance | HPBFV-CS-300 | High Performance Butterfly Valve, Lug Style, Carbon Steel Body, Stainless Steel Disc and Stem, ANSI Class 300 | https://www.jomarvalve.com/specsheets/HPBFV-CS-300.pdf | https://cdn-ilabjep.nitrocdn.com/byhKirIaaYsNuCwveZEShuGeKrssTLzI/assets/images/optimized/rev-cf1f084/www.jomarvalve.com/wp-content/uploads/HPBFV-CS-300-400x322.jpg
Butterfly Valves | High Performance | HPBFV-SS-150 | High Performance Butterfly Valve, Lug Style, Stainless Steel Body, Stainless Steel Disc and Stem, ANSI Class 150 | https://www.jomarvalve.com/specsheets/HPBFV-SS-150.pdf | https://cdn-ilabjep.nitrocdn.com/byhKirIaaYsNuCwveZEShuGeKrssTLzI/assets/images/optimized/rev-cf1f084/www.jomarvalve.com/wp-content/uploads/HPBFV-CS-150-1-400x322.jpg
Butterfly Valves | High Performance | HPBFV-SS-300 | High Performance Butterfly Valve, Lug Style, Stainless Steel Body, Stainless Steel Disc and Stem, ANSI Class 300 | https://www.jomarvalve.com/specsheets/HPBFV-SS-300.pdf | https://cdn-ilabjep.nitrocdn.com/byhKirIaaYsNuCwveZEShuGeKrssTLzI/assets/images/optimized/rev-cf1f084/www.jomarvalve.com/wp-content/uploads/HPBFV-SS-300-Lever-Web-1-400x322.jpg
Butterfly Valves | High Performance | HPBFV-LH CS | Ten-Position, Lockable Carbon Steel Lever Handle for Use with Resilient Seated Butterfly Valves | https://www.jomarvalve.com/specsheets/HPLH.pdf | https://cdn-ilabjep.nitrocdn.com/byhKirIaaYsNuCwveZEShuGeKrssTLzI/assets/images/optimized/rev-cf1f084/www.jomarvalve.com/wp-content/uploads/HPBFV-Lever-Web-400x322.jpg
Butterfly Valves | High Performance | HPBFV-LH SS | Ten-Position, Lockable Stainless Steel Lever Handle for Use with Resilient Seated Butterfly Valves | https://www.jomarvalve.com/specsheets/HPLH-SS.pdf | https://cdn-ilabjep.nitrocdn.com/byhKirIaaYsNuCwveZEShuGeKrssTLzI/assets/images/optimized/rev-cf1f084/www.jomarvalve.com/wp-content/uploads/HPBFV-SS-Lever-Web-400x322.jpg
Butterfly Valves | High Performance | HPBFV-GO | Gear Operator For Use with High Performance Butterfly Valves | https://www.jomarvalve.com/specsheets/HPBGO.pdf | https://cdn-ilabjep.nitrocdn.com/byhKirIaaYsNuCwveZEShuGeKrssTLzI/assets/images/optimized/rev-cf1f084/www.jomarvalve.com/wp-content/uploads/Gear-Operator-HPBFV.jpg
Gate Valves | Lead Free Bronze | T-351G | Gate Valve, Rising Stem, Lead Free Bronze, Threaded Connection, 300 WOG | https://www.jomarvalve.com/specsheets/T-351G.pdf | https://cdn-ilabjep.nitrocdn.com/byhKirIaaYsNuCwveZEShuGeKrssTLzI/assets/images/optimized/rev-cf1f084/www.jomarvalve.com/wp-content/uploads/2023/01/T-351G.jpg
Gate Valves | Lead Free Bronze | S-351G | Gate Valve, Rising Stem, Lead Free Bronze, Solder Connection, 300 WOG | https://www.jomarvalve.com/specsheets/S-351G.pdf | https://cdn-ilabjep.nitrocdn.com/byhKirIaaYsNuCwveZEShuGeKrssTLzI/assets/images/optimized/rev-cf1f084/www.jomarvalve.com/wp-content/uploads/2023/01/S-351G-400x322.jpg
Gate Valves | Lead Free Brass | T-301G | Gate Valve, Non-rising Stem, Dezincification Resistant Lead Free Brass, Threaded Connection, 200 WOG | https://www.jomarvalve.com/specsheets/T-301G.pdf | https://cdn-ilabjep.nitrocdn.com/byhKirIaaYsNuCwveZEShuGeKrssTLzI/assets/images/optimized/rev-cf1f084/www.jomarvalve.com/wp-content/uploads/t-301g-400x322.jpg
Gate Valves | Lead Free Brass | S-301G | Gate Valve, Non-rising Stem, Dezincification Resistant Lead Free Brass, Solder Connection, 200 WOG | https://www.jomarvalve.com/specsheets/S-301G.pdf | https://cdn-ilabjep.nitrocdn.com/byhKirIaaYsNuCwveZEShuGeKrssTLzI/assets/images/optimized/rev-cf1f084/www.jomarvalve.com/wp-content/uploads/s-301g-400x322.jpg
Gate Valves | Brass | T-301 | Gate Valve, Non-rising Stem, Brass, Threaded Connection, 200 WOG | https://www.jomarvalve.com/specsheets/T-301.pdf | https://cdn-ilabjep.nitrocdn.com/byhKirIaaYsNuCwveZEShuGeKrssTLzI/assets/images/optimized/rev-cf1f084/www.jomarvalve.com/wp-content/uploads/2023/01/T-301-400x322.jpg
Gate Valves | Brass | S-301 | Gate Valve, Non-rising Stem, Brass, Solder Connection, 200 WOG | https://www.jomarvalve.com/specsheets/S-301.pdf | https://cdn-ilabjep.nitrocdn.com/byhKirIaaYsNuCwveZEShuGeKrssTLzI/assets/images/optimized/rev-cf1f084/www.jomarvalve.com/wp-content/uploads/2023/01/s-301-400x322.jpg
Gate Valves | Cast Iron | F-351 | Gate Valve, Non-Rising Stem, Cast Iron, Flanged Connection, Class 125 | https://www.jomarvalve.com/specsheets/F-351.pdf | https://cdn-ilabjep.nitrocdn.com/byhKirIaaYsNuCwveZEShuGeKrssTLzI/assets/images/optimized/rev-cf1f084/www.jomarvalve.com/wp-content/uploads/2023/01/F-351.jpg
Gate Valves | Cast Iron | F-361 | Gate Valve, OS&Y, Cast Iron, Flanged Connection, Class 125 | https://www.jomarvalve.com/specsheets/F-361.pdf | https://cdn-ilabjep.nitrocdn.com/byhKirIaaYsNuCwveZEShuGeKrssTLzI/assets/images/optimized/rev-cf1f084/www.jomarvalve.com/wp-content/uploads/2023/01/F-361-400x322.jpg
Check Valves | Lead Free Bronze | T-511G | Y-Pattern Swing Check Valve, Lead Free Bronze, Threaded Connection, Class 150, 300 WOG | https://www.jomarvalve.com/specsheets/T-511G.pdf | https://cdn-ilabjep.nitrocdn.com/byhKirIaaYsNuCwveZEShuGeKrssTLzI/assets/images/optimized/rev-cf1f084/www.jomarvalve.com/wp-content/uploads/t-511g.jpg
Check Valves | Lead Free Bronze | S-511G | Y-pattern Swing Check Valve, Lead Free Bronze, Solder Connection, Class 150, 300 WOG | https://www.jomarvalve.com/specsheets/S-511G.pdf | https://cdn-ilabjep.nitrocdn.com/byhKirIaaYsNuCwveZEShuGeKrssTLzI/assets/images/optimized/rev-cf1f084/www.jomarvalve.com/wp-content/uploads/2023/01/s-511g-400x322.jpg
Check Valves | Lead Free Bronze | P-511G | Y-pattern Swing Check Valve, Lead Free Bronze, Press Connection, Class 150, 300 WOG | https://www.jomarvalve.com/specsheets/P-511G.pdf | https://cdn-ilabjep.nitrocdn.com/byhKirIaaYsNuCwveZEShuGeKrssTLzI/assets/images/optimized/rev-cf1f084/www.jomarvalve.com/wp-content/uploads/p-511g-400x322.jpg
Check Valves | Lead Free Brass | T-521G | Inline Check Valve, Dezincification Resistant Lead Free Brass, Threaded Connection, Class 150, 300 WOG | https://www.jomarvalve.com/specsheets/T-521G.pdf | https://cdn-ilabjep.nitrocdn.com/byhKirIaaYsNuCwveZEShuGeKrssTLzI/assets/images/optimized/rev-cf1f084/www.jomarvalve.com/wp-content/uploads/t-521g-400x322.jpg
Check Valves | Lead Free Brass | S-521G | Inline Check Valve, Dezincification Resistant Lead Free Brass, Solder Connection, Class 150, 300 WOG | https://www.jomarvalve.com/specsheets/S-521G.pdf | https://cdn-ilabjep.nitrocdn.com/byhKirIaaYsNuCwveZEShuGeKrssTLzI/assets/images/optimized/rev-cf1f084/www.jomarvalve.com/wp-content/uploads/s-521g-400x322.jpg
Check Valves | Lead Free Brass | T-521G MxF | Inline Check Valve, Dezincification Resistant Lead Free Brass, Threaded x Solder Connection, Class 150, 300 WOG | https://www.jomarvalve.com/specsheets/T-521G%20MxF.pdf | https://cdn-ilabjep.nitrocdn.com/byhKirIaaYsNuCwveZEShuGeKrssTLzI/assets/images/optimized/rev-cf1f084/www.jomarvalve.com/wp-content/uploads/T-521G-MxF-1-400x322.jpg
Check Valves | Lead Free Brass | P-521G | Inline Check Valve, Dezincification Resistant Lead Free Brass, Press Connection, Class 150, 300 WOG | https://www.jomarvalve.com/specsheets/P-521G.pdf | https://cdn-ilabjep.nitrocdn.com/byhKirIaaYsNuCwveZEShuGeKrssTLzI/assets/images/optimized/rev-cf1f084/www.jomarvalve.com/wp-content/uploads/p-521g-400x322.jpg
Check Valves | Lead Free Brass | E-521G | Inline Check Valve, Dezincification Resistant Lead Free Brass, Expansion Pex Connection, Class 150, 300 WOG | https://www.jomarvalve.com/specsheets/E-521G.pdf | https://cdn-ilabjep.nitrocdn.com/byhKirIaaYsNuCwveZEShuGeKrssTLzI/assets/images/optimized/rev-cf1f084/www.jomarvalve.com/wp-content/uploads/E-521G-400x322.jpg
Check Valves | Lead Free Brass | T-501G | Horizontal Swing Check Valve, Dezincification Resistant Lead Free Brass, Threaded Connection, 200 WOG | https://www.jomarvalve.com/specsheets/T-501G.pdf | https://cdn-ilabjep.nitrocdn.com/byhKirIaaYsNuCwveZEShuGeKrssTLzI/assets/images/optimized/rev-cf1f084/www.jomarvalve.com/wp-content/uploads/t-501g-400x322.jpg
Check Valves | Lead Free Brass | S-501G | Horizontal Swing Check Valve, Dezincification Resistant Lead Free Brass, Solder Connection, 200 WOG | https://www.jomarvalve.com/specsheets/S-501G.pdf | https://cdn-ilabjep.nitrocdn.com/byhKirIaaYsNuCwveZEShuGeKrssTLzI/assets/images/optimized/rev-cf1f084/www.jomarvalve.com/wp-content/uploads/s-501g-400x322.jpg
Check Valves | Lead Free Brass | P-501G | Horizontal Swing Check Valve, Dezincification Resistant Lead Free Brass, Press Connection, 200 WOG | https://www.jomarvalve.com/specsheets/P-501G.pdf | https://cdn-ilabjep.nitrocdn.com/byhKirIaaYsNuCwveZEShuGeKrssTLzI/assets/images/optimized/rev-cf1f084/www.jomarvalve.com/wp-content/uploads/2023/01/p-501g-400x322.jpg
Check Valves | Bronze | T-511 | Y-pattern Swing Check Valve, Bronze, Threaded Connection, Class 150, 300 WOG | https://www.jomarvalve.com/specsheets/T-511.pdf | https://cdn-ilabjep.nitrocdn.com/byhKirIaaYsNuCwveZEShuGeKrssTLzI/assets/images/optimized/rev-cf1f084/www.jomarvalve.com/wp-content/uploads/t-511-400x322.jpg
Check Valves | Bronze | S-511 | Y-pattern Swing Check Valve, Bronze, Solder Connection, Class 150, 300 WOG | https://www.jomarvalve.com/specsheets/S-511.pdf | https://cdn-ilabjep.nitrocdn.com/byhKirIaaYsNuCwveZEShuGeKrssTLzI/assets/images/optimized/rev-cf1f084/www.jomarvalve.com/wp-content/uploads/s-511-400x322.jpg
Check Valves | Brass | T-501 | Horizontal Swing Check Valve, Brass, Threaded Connection, Class 125, 200 WOG | https://www.jomarvalve.com/specsheets/T-501.pdf | https://cdn-ilabjep.nitrocdn.com/byhKirIaaYsNuCwveZEShuGeKrssTLzI/assets/images/optimized/rev-cf1f084/www.jomarvalve.com/wp-content/uploads/t-501-400x322.jpg
Check Valves | Brass | S-501 | Horizontal Swing Check Valve, Brass, Solder Connection, Class 125, 200 WOG | https://www.jomarvalve.com/specsheets/S-501.pdf | https://cdn-ilabjep.nitrocdn.com/byhKirIaaYsNuCwveZEShuGeKrssTLzI/assets/images/optimized/rev-cf1f084/www.jomarvalve.com/wp-content/uploads/s-501-400x322.jpg
Check Valves | Stainless Steel | T-550 | Horizontal Swing Check Valve, Stainless Steel, Threaded Connection, 200 WOG | https://www.jomarvalve.com/specsheets/T-550.pdf | https://cdn-ilabjep.nitrocdn.com/byhKirIaaYsNuCwveZEShuGeKrssTLzI/assets/images/optimized/rev-cf1f084/www.jomarvalve.com/wp-content/uploads/2023/01/T-550-400x322.jpg
Check Valves | Cast Iron | F-571 | Horizontal Swing Check Valve, Cast Iron, Flanged Connection, Class 125 | https://www.jomarvalve.com/specsheets/F-571.pdf | https://cdn-ilabjep.nitrocdn.com/byhKirIaaYsNuCwveZEShuGeKrssTLzI/assets/images/optimized/rev-cf1f084/www.jomarvalve.com/wp-content/uploads/2022/11/f-571-400x322.jpg
Check Valves | Cast Iron | F-591 | Wafer Check Valve, Cast Iron, Flanged Connection, Class 125 | https://www.jomarvalve.com/specsheets/F-591.pdf | https://cdn-ilabjep.nitrocdn.com/byhKirIaaYsNuCwveZEShuGeKrssTLzI/assets/images/optimized/rev-cf1f084/www.jomarvalve.com/wp-content/uploads/2023/01/F-591-400x322.jpg
Check Valves | Cast Iron | F-592 | Wafer Check Valve, Cast Iron, Flanged Connection, NSF Approved, Class 125 | https://www.jomarvalve.com/specsheets/F-592.pdf | https://cdn-ilabjep.nitrocdn.com/byhKirIaaYsNuCwveZEShuGeKrssTLzI/assets/images/optimized/rev-cf1f084/www.jomarvalve.com/wp-content/uploads/F-592-400x322.jpg
Strainers | Lead Free Bronze | T-651G | Y-Strainer, Lead Free Bronze, Threaded Connection, Stainless Steel Screen, 20 Mesh, 150 WOG | https://www.jomarvalve.com/specsheets/T-651G.pdf | https://cdn-ilabjep.nitrocdn.com/byhKirIaaYsNuCwveZEShuGeKrssTLzI/assets/images/optimized/rev-cf1f084/www.jomarvalve.com/wp-content/uploads/2023/01/T-651G.jpg
Strainers | Lead Free Bronze | S-651G | Y-Strainer, Lead Free Bronze, Solder Connection, Stainless Steel Screen, 20 Mesh, 150 WOG | https://www.jomarvalve.com/specsheets/S-651G.pdf | https://cdn-ilabjep.nitrocdn.com/byhKirIaaYsNuCwveZEShuGeKrssTLzI/assets/images/optimized/rev-cf1f084/www.jomarvalve.com/wp-content/uploads/2023/01/S-651G-400x322.jpg
Strainers | Lead Free Bronze | P-651G | Y-Strainer, Lead Free Bronze, Press Connection, Stainless Steel Screen, 20 Mesh, 150 WOG | https://www.jomarvalve.com/specsheets/P-651G.pdf | https://cdn-ilabjep.nitrocdn.com/byhKirIaaYsNuCwveZEShuGeKrssTLzI/assets/images/optimized/rev-cf1f084/www.jomarvalve.com/wp-content/uploads/p-651g-400x322.jpg
Strainers | Cast Iron | F-651 | Y-Strainer, Cast Iron, Flanged Connection, Class 125 | https://www.jomarvalve.com/specsheets/F-651.pdf | https://cdn-ilabjep.nitrocdn.com/byhKirIaaYsNuCwveZEShuGeKrssTLzI/assets/images/optimized/rev-cf1f084/www.jomarvalve.com/wp-content/uploads/2023/01/F-651.jpg
Dielectric Union | Lead Free Brass & Galvanized | Dielectric Union FIP x Solder LF | Dielectric Union, Dezincification Resistant Lead Free Brass, Solder x Galvanized FNPT Connection, BUNA Seats, 250 PSI | https://www.jomarvalve.com/specsheets/LFDU-Brass-SolderxSteel-FIP.pdf | https://cdn-ilabjep.nitrocdn.com/byhKirIaaYsNuCwveZEShuGeKrssTLzI/assets/images/optimized/rev-cf1f084/www.jomarvalve.com/wp-content/uploads/Dielectric-Union-Lead-Free-Brass-Solder-x-FIP.jpg
Dielectric Union | Lead Free Brass & Galvanized | Dielectric Union MIP x Solder LF | Dielectric Union, Dezincification Resistant Lead Free Brass, Solder x Galvanized FNPT Connection, BUNA Seats, 250 PSI | https://www.jomarvalve.com/specsheets/LFDU-Brass-SolderxSteel-MIP.pdf | https://cdn-ilabjep.nitrocdn.com/byhKirIaaYsNuCwveZEShuGeKrssTLzI/assets/images/optimized/rev-cf1f084/www.jomarvalve.com/wp-content/uploads/Dielectric-Union-Lead-Free-Brass-Solder-x-MIP-400x322.jpg
Dielectric Union | Lead Free Brass & Galvanized | Dielectric Union FIP x FIP LF | Dielectric Union, Dezincification Resistant Lead Free Brass, FNPT x Galvanized FNPT Connection, BUNA Seats, 250 PSI | https://www.jomarvalve.com/specsheets/LFDU-Brass-FIPxSteel-FIP.pdf | https://cdn-ilabjep.nitrocdn.com/byhKirIaaYsNuCwveZEShuGeKrssTLzI/assets/images/optimized/rev-cf1f084/www.jomarvalve.com/wp-content/uploads/Dielectric-Union-Lead-Free-Brass-FIP-x-FIP-400x322.jpg
Dielectric Union | Lead Free Brass & Galvanized | Dielectric Union Press x FIP | Dielectric Union, Dezincification Resistant Lead Free Brass, Press x Galvanized FNPT Connection, BUNA Seats, 250 PSI | https://www.jomarvalve.com/specsheets/LFDU-Brass-PressxSteel-FIP.pdf | https://cdn-ilabjep.nitrocdn.com/byhKirIaaYsNuCwveZEShuGeKrssTLzI/assets/images/optimized/rev-cf1f084/www.jomarvalve.com/wp-content/uploads/2023/02/lf-du-press-fip-400x322.jpg
Dielectric Union | Lead Free Brass & Galvanized | Dielectric Union Press x MIP | Dielectric Union, Dezincification Resistant Lead Free Brass, Press x Galvanized MNPT Connection, BUNA Seats, 250 PSI | https://www.jomarvalve.com/specsheets/LFDU-Brass-PressxSteel-MIP.pdf | https://cdn-ilabjep.nitrocdn.com/byhKirIaaYsNuCwveZEShuGeKrssTLzI/assets/images/optimized/rev-cf1f084/www.jomarvalve.com/wp-content/uploads/2023/02/lf-du-press-mip-400x322.jpg
Dielectric Union | Brass, Galvanized & Ductile Iron | Brass LP Dielectric Union | LP Dielectric Union, Brass, MIP x Flare, 250 PSI | https://www.jomarvalve.com/specsheets/LPDU-Brass-MIPxBrass-Flare.pdf | https://cdn-ilabjep.nitrocdn.com/byhKirIaaYsNuCwveZEShuGeKrssTLzI/assets/images/optimized/rev-cf1f084/www.jomarvalve.com/wp-content/uploads/2023/01/lp-du.jpg
Dielectric Union | Brass, Galvanized & Ductile Iron | Dielectric Union Solder x FIP | Dielectric Union, Brass, Solder x Galvanized FNPT Connection, BUNA Seats, 250 PSI | https://www.jomarvalve.com/specsheets/Brass-SolderxSteel-FIP.pdf | https://cdn-ilabjep.nitrocdn.com/byhKirIaaYsNuCwveZEShuGeKrssTLzI/assets/images/optimized/rev-cf1f084/www.jomarvalve.com/wp-content/uploads/Gal-x-Copper-Fxs.jpg
Dielectric Union | Brass, Galvanized & Ductile Iron | Dielectric Union Black Iron FIP x FIP | Dielectric Union, Black Iron, Threaded Connection, 250 PSI | https://www.jomarvalve.com/specsheets/BlackIron-FIPxFIP.pdf | https://cdn-ilabjep.nitrocdn.com/byhKirIaaYsNuCwveZEShuGeKrssTLzI/assets/images/optimized/rev-cf1f084/www.jomarvalve.com/wp-content/uploads/IronXIron-1-400x322.jpg
Dielectric Union | Brass, Galvanized & Ductile Iron | Dielectric Union Galv. FIP x FIP | Dielectric Union, Galvanized, Threaded Connection, 250 PSI | https://www.jomarvalve.com/specsheets/Steel-FIPxSteel-FIP.pdf | https://cdn-ilabjep.nitrocdn.com/byhKirIaaYsNuCwveZEShuGeKrssTLzI/assets/images/optimized/rev-cf1f084/www.jomarvalve.com/wp-content/uploads/gal-x-gal-1.jpg
Lockwings | Lockwings | 175-LWN | 2 Piece, Utility Gas Ball Valve, Full Port, 175 PSIG | https://www.jomarvalve.com/specsheets/175-LWN.pdf | https://cdn-ilabjep.nitrocdn.com/byhKirIaaYsNuCwveZEShuGeKrssTLzI/assets/images/optimized/rev-cf1f084/www.jomarvalve.com/wp-content/uploads/2023/01/175-lwn.jpg
Lockwings | Lockwings | 175-LWIN | 2 Piece, Utility Gas Ball Valve, Full Port, 175 PSIG | https://www.jomarvalve.com/specsheets/175-LWIN.pdf | https://cdn-ilabjep.nitrocdn.com/byhKirIaaYsNuCwveZEShuGeKrssTLzI/assets/images/optimized/rev-cf1f084/www.jomarvalve.com/wp-content/uploads/2023/01/175-lwin_b-400x322.jpg
Lockwings | Lockwings | 125-LWN | 2 Piece, Utility Gas Ball Valve, Full Port, 125 PSIG | https://www.jomarvalve.com/specsheets/125-LWN.pdf | https://cdn-ilabjep.nitrocdn.com/byhKirIaaYsNuCwveZEShuGeKrssTLzI/assets/images/optimized/rev-cf1f084/www.jomarvalve.com/wp-content/uploads/2023/01/125-lwn_b-400x322.jpg
Lockwings | Lockwings | 175-LWIBP | 2 Piece, Utility Gas Ball Valve, Full Port, Service Bypass, Insulated Tail Piece, 175 PSIG | https://www.jomarvalve.com/specsheets/175-LWIBP.pdf | https://cdn-ilabjep.nitrocdn.com/byhKirIaaYsNuCwveZEShuGeKrssTLzI/assets/images/optimized/rev-cf1f084/www.jomarvalve.com/wp-content/uploads/175-LWIBP-web-400x322.jpg
Lockwings | Lockwings | 125-LWIBP | 2 Piece, Utility Gas Ball Valve, Full Port, Service Bypass, Insulated Tail Piece, 125 PSIG | https://www.jomarvalve.com/specsheets/125-LWIBP.pdf | https://cdn-ilabjep.nitrocdn.com/byhKirIaaYsNuCwveZEShuGeKrssTLzI/assets/images/optimized/rev-cf1f084/www.jomarvalve.com/wp-content/uploads/125-lwibp.jpg
Lockwings | Lockwings | 125-LWBP | 2 Piece, Utility Gas Ball Valve, Full Port, Service Bypass, 125 PSIG | https://www.jomarvalve.com/specsheets/125-LWBP.pdf | https://cdn-ilabjep.nitrocdn.com/byhKirIaaYsNuCwveZEShuGeKrssTLzI/assets/images/optimized/rev-cf1f084/www.jomarvalve.com/wp-content/uploads/2023/01/125-lwbp-400x322.jpg
Lockwings | Lockwings | 175-LWMBP | 2 Piece, Utility Gas Ball Valve, Full Port, Service Bypass, Insulated Tail Piece, 175 PSIG | https://www.jomarvalve.com/specsheets/175-LWMBP.pdf | https://cdn-ilabjep.nitrocdn.com/byhKirIaaYsNuCwveZEShuGeKrssTLzI/assets/images/optimized/rev-cf1f084/www.jomarvalve.com/wp-content/uploads/2023/01/175-lwmbp-400x322.jpg
Lockwings | Lockwings | 125-LWUBP | 2 Piece, Utility Gas Ball Valve, Full Port, Service Bypass, Union Tail Piece, 125 PSIG | https://www.jomarvalve.com/specsheets/125-LWUBP.pdf | https://cdn-ilabjep.nitrocdn.com/byhKirIaaYsNuCwveZEShuGeKrssTLzI/assets/images/optimized/rev-cf1f084/www.jomarvalve.com/wp-content/uploads/2023/01/125-lwubp-400x322.jpg
Lockwings | Lockwings | 125-LWBP-S | 2 Piece, Utility Gas Ball Valve, Full Port, Service Bypass, Meter Nut, Swivel Connection, 125 PSIG | https://www.jomarvalve.com/specsheets/125-LWBP-S.pdf | https://cdn-ilabjep.nitrocdn.com/byhKirIaaYsNuCwveZEShuGeKrssTLzI/assets/images/optimized/rev-cf1f084/www.jomarvalve.com/wp-content/uploads/2022/10/125-lwbp-s-400x322.jpg
Lockwings | Lockwings | 125-LWBP-SA | 2 Piece, Utility Gas Ball Valve, Full Port, Service Bypass, Angle Body, Meter Nut, Swivel Connection, 125 PSIG | https://www.jomarvalve.com/specsheets/125-LWBP-SA.pdf | https://cdn-ilabjep.nitrocdn.com/byhKirIaaYsNuCwveZEShuGeKrssTLzI/assets/images/optimized/rev-cf1f084/www.jomarvalve.com/wp-content/uploads/2023/01/125-lwbp-sa-400x322.jpg
Lockwings | Lockwings | 175-LWIBP Commercial Bypass | 2 Piece, Utility Gas Ball Valve, Full Port, Service Bypass, Insulated Tail Piece, 175 PSIG | https://www.jomarvalve.com/specsheets/175-LWIBP-C.pdf | https://cdn-ilabjep.nitrocdn.com/byhKirIaaYsNuCwveZEShuGeKrssTLzI/assets/images/optimized/rev-cf1f084/www.jomarvalve.com/wp-content/uploads/2023/01/175-lwibp-c_b-400x322.jpg
Lockwings | Lockwings | 175-LWBP Commercial Bypass | 2 Piece, Utility Gas Ball Valve, Full Port, Service Bypass, 175 PSIG | https://www.jomarvalve.com/specsheets/175-LWBP-C.pdf | https://cdn-ilabjep.nitrocdn.com/byhKirIaaYsNuCwveZEShuGeKrssTLzI/assets/images/optimized/rev-cf1f084/www.jomarvalve.com/wp-content/uploads/2023/01/175-lwbp-c_b-400x322.jpg
Lockwings | Lockwings | 175-LWBP Commercial Bypass Swivel | 2 Piece, Utility Gas Ball Valve, Full Port, Service Bypass, Swivel Connection, 175 PSIG | https://www.jomarvalve.com/specsheets/175-LWBP-C%20245-106B.pdf | https://cdn-ilabjep.nitrocdn.com/byhKirIaaYsNuCwveZEShuGeKrssTLzI/assets/images/optimized/rev-cf1f084/www.jomarvalve.com/wp-content/uploads/2023/01/245-106B-400x322.jpg
Lockwings | Lockwings | Extended Male Tailpiece | Extended Male Tailpiece, to be ordered in conjunction with 175-LWN | https://www.jomarvalve.com/specsheets/EXT-MTP.pdf | https://cdn-ilabjep.nitrocdn.com/byhKirIaaYsNuCwveZEShuGeKrssTLzI/assets/images/optimized/rev-cf1f084/www.jomarvalve.com/wp-content/uploads/2023/01/ext-mtp.jpg
Low Pressure | Lead Free Boiler Drains | T-621G | Boiler Drain, Dezincification Resistant Lead Free Brass, MNPT Connection, 125 WOG | https://www.jomarvalve.com/specsheets/T-621G.pdf | https://cdn-ilabjep.nitrocdn.com/byhKirIaaYsNuCwveZEShuGeKrssTLzI/assets/images/optimized/rev-cf1f084/www.jomarvalve.com/wp-content/uploads/T-621G.jpg
Low Pressure | Lead Free Boiler Drains | T-622G | Boiler Drain, Dezincification Resistant Lead Free Brass, FNPT Connection, 125 WOG | https://www.jomarvalve.com/specsheets/T-622G.pdf | https://cdn-ilabjep.nitrocdn.com/byhKirIaaYsNuCwveZEShuGeKrssTLzI/assets/images/optimized/rev-cf1f084/www.jomarvalve.com/wp-content/uploads/T-622G-400x322.jpg
Low Pressure | Lead Free Boiler Drains | P-623G | Boiler Drain, Dezincification Resistant Lead Free Brass, Press Connection, 125 WOG | https://www.jomarvalve.com/specsheets/P-623G.pdf | https://cdn-ilabjep.nitrocdn.com/byhKirIaaYsNuCwveZEShuGeKrssTLzI/assets/images/optimized/rev-cf1f084/www.jomarvalve.com/wp-content/uploads/P-623G-400x322.jpg
Low Pressure | Lead Free Boiler Drains | T-624G | Boiler Drain, Dezincification Resistant Lead Free Brass, Crimp Pex Connection, 125 WOG | https://www.jomarvalve.com/specsheets/T-624G.pdf | https://cdn-ilabjep.nitrocdn.com/byhKirIaaYsNuCwveZEShuGeKrssTLzI/assets/images/optimized/rev-cf1f084/www.jomarvalve.com/wp-content/uploads/2023/01/t-624g-400x322.jpg
Low Pressure | Lead Free Sillcocks | T-641G | Sillcock, Dezincification Resistant Lead Free Brass, FNPT x 3/4" Hose Connection, 125 WOG | https://www.jomarvalve.com/specsheets/T-641G.pdf | https://cdn-ilabjep.nitrocdn.com/byhKirIaaYsNuCwveZEShuGeKrssTLzI/assets/images/optimized/rev-cf1f084/www.jomarvalve.com/wp-content/uploads/T-641G_white_forwebsite.jpg
Low Pressure | Lead Free Sillcocks | S-641G | Sillcock, Dezincification Resistant Lead Free Brass, Solder x 3/4" Hose Connection, 125 WOG | https://www.jomarvalve.com/specsheets/S-641G.pdf | https://cdn-ilabjep.nitrocdn.com/byhKirIaaYsNuCwveZEShuGeKrssTLzI/assets/images/optimized/rev-cf1f084/www.jomarvalve.com/wp-content/uploads/S-641G_white-400x322.jpg
Low Pressure | Lead Free Hose Bibbs | T-632G | Quarter Turn Hose Bibb, Nickel Plated Finish, MNPT x 3/4" Hose Connection, Internal Solder, T-Handle, 200 WOG | https://www.jomarvalve.com/specsheets/T-632G.pdf | https://cdn-ilabjep.nitrocdn.com/byhKirIaaYsNuCwveZEShuGeKrssTLzI/assets/images/optimized/rev-cf1f084/www.jomarvalve.com/wp-content/uploads/2023/01/t-632glhth.jpg
Low Pressure | Lead Free Hose Bibbs | T-632NKG | Quarter Turn Hose Bibb, No Kink, Nickel Plated Finish, MNPT x 3/4" Hose Connection, Internal Solder, T-Handle, 200 WOG | https://www.jomarvalve.com/specsheets/T-632NKG.pdf | https://cdn-ilabjep.nitrocdn.com/byhKirIaaYsNuCwveZEShuGeKrssTLzI/assets/images/optimized/rev-cf1f084/www.jomarvalve.com/wp-content/uploads/T-632NKG-website-400x322.jpg
Low Pressure | Lead Free Hose Bibbs | P-632NKG | Quarter Turn Hose Bibb, No Kink, Dezincification Resistant Lead Free Brass, Press x 3/4" Hose Connection, Lever Handle, 200 WOG | https://www.jomarvalve.com/specsheets/P-632NKG.pdf | https://cdn-ilabjep.nitrocdn.com/byhKirIaaYsNuCwveZEShuGeKrssTLzI/assets/images/optimized/rev-cf1f084/www.jomarvalve.com/wp-content/uploads/P-632NKG-2-400x322.jpg
Low Pressure | Lead Free Vacuum Breaker | T-653G | Vacuum Breaker, Dezincification Resistant Lead Free Brass, 3/4" Hose Connection | https://www.jomarvalve.com/specsheets/T-653G.pdf | https://cdn-ilabjep.nitrocdn.com/byhKirIaaYsNuCwveZEShuGeKrssTLzI/assets/images/optimized/rev-cf1f084/www.jomarvalve.com/wp-content/uploads/2023/01/t-653g.jpg
Low Pressure | Boiler Drains | T-621 | Boiler Drain, Brass, MNPT Connection, 125 WOG | https://www.jomarvalve.com/specsheets/T-621.pdf | https://cdn-ilabjep.nitrocdn.com/byhKirIaaYsNuCwveZEShuGeKrssTLzI/assets/images/optimized/rev-cf1f084/www.jomarvalve.com/wp-content/uploads/t-621-400x322.jpg
Basket Strainers | Designer Series | Snap-n-Loc | Designer Series ,SS-306, Sink Strainer, 300 Grade Stainless or Brushed Stainless Steel | https://www.jomarvalve.com/specsheets/SS-306.pdf | https://cdn-ilabjep.nitrocdn.com/byhKirIaaYsNuCwveZEShuGeKrssTLzI/assets/images/optimized/rev-cf1f084/www.jomarvalve.com/wp-content/uploads/2022/11/ss-306.jpg
Basket Strainers | Designer Series | Twist-n-Loc | Designer Series, SS-304, Sink Strainer, Chrome Plated Brass or 300 Grade Brushed Stainless Steel | https://www.jomarvalve.com/specsheets/SS-304.pdf | https://cdn-ilabjep.nitrocdn.com/byhKirIaaYsNuCwveZEShuGeKrssTLzI/assets/images/optimized/rev-cf1f084/www.jomarvalve.com/wp-content/uploads/2023/01/ss-304-400x322.jpg
Basket Strainers | Designer Series | Easy-Loc | Designer Series, SS-305, Sink Strainer, Chrome Plated Brass | https://www.jomarvalve.com/specsheets/SS-305.pdf | https://cdn-ilabjep.nitrocdn.com/byhKirIaaYsNuCwveZEShuGeKrssTLzI/assets/images/optimized/rev-cf1f084/www.jomarvalve.com/wp-content/uploads/Easy-loc-1-400x322.jpg
Basket Strainers | Designer Series | Mag-Na-Loc | Designer Series, SS-420, Sink Strainer, 300 Grade Stainless Steel | https://www.jomarvalve.com/specsheets/SS-420.pdf | https://cdn-ilabjep.nitrocdn.com/byhKirIaaYsNuCwveZEShuGeKrssTLzI/assets/images/optimized/rev-cf1f084/www.jomarvalve.com/wp-content/uploads/2023/01/ss-420-400x322.jpg
Basket Strainers | Designer Series | Snap-N-Seal | Designer Series, SS-430, Sink Strainer, 400 Grade Stainless Steel | https://www.jomarvalve.com/specsheets/SS-430.pdf | https://cdn-ilabjep.nitrocdn.com/byhKirIaaYsNuCwveZEShuGeKrssTLzI/assets/images/optimized/rev-cf1f084/www.jomarvalve.com/wp-content/uploads/2023/01/ss-430-400x322.jpg
Basket Strainers | Designer Series | Snap-Tite | Designer Series, SS-440, Sink Strainer, 300 Grade Stainless Steel | https://www.jomarvalve.com/specsheets/SS-440.pdf | https://cdn-ilabjep.nitrocdn.com/byhKirIaaYsNuCwveZEShuGeKrssTLzI/assets/images/optimized/rev-cf1f084/www.jomarvalve.com/wp-content/uploads/2023/01/ss-440-400x322.jpg
Basket Strainers | Designer Series | Push-N-Seal II | Designer Series, BS-323-DBS, Sink Strainer, 400 Grade Brushed Stainless Steel | https://www.jomarvalve.com/specsheets/BS-323-DBS.pdf | https://cdn-ilabjep.nitrocdn.com/byhKirIaaYsNuCwveZEShuGeKrssTLzI/assets/images/optimized/rev-cf1f084/www.jomarvalve.com/wp-content/uploads/2023/01/bs-323-dbs-400x322.jpg
Basket Strainers | Designer Series | Small Wonder | Designer Series, SS-308, Sink Strainer, Chrome Plated Brass or 300 Grade Brushed Stainless Steel | https://www.jomarvalve.com/specsheets/SS-308.pdf | https://cdn-ilabjep.nitrocdn.com/byhKirIaaYsNuCwveZEShuGeKrssTLzI/assets/images/optimized/rev-cf1f084/www.jomarvalve.com/wp-content/uploads/2023/01/ss-308-400x322.jpg
Basket Strainers | Designer Series | Bar-Ette | Designer Series, SS-310, Sink Strainer, Chrome Plated Brass Bar | https://www.jomarvalve.com/specsheets/SS-310.pdf | https://cdn-ilabjep.nitrocdn.com/byhKirIaaYsNuCwveZEShuGeKrssTLzI/assets/images/optimized/rev-cf1f084/www.jomarvalve.com/wp-content/uploads/2023/01/ss-310-400x322.jpg
Basket Strainers | Builder Series | Disposer with Stopper | Builders Series, SS-400, 400 Grade Stainless Steel | https://www.jomarvalve.com/specsheets/SS400.pdf | https://cdn-ilabjep.nitrocdn.com/byhKirIaaYsNuCwveZEShuGeKrssTLzI/assets/images/optimized/rev-cf1f084/www.jomarvalve.com/wp-content/uploads/2023/01/ss400.jpg
Basket Strainers | Builder Series | Economy Strainer | Builders Series, SS-401, Sink Strainer, 400 Grade Stainless Steel | https://www.jomarvalve.com/specsheets/SS401.pdf | https://cdn-ilabjep.nitrocdn.com/byhKirIaaYsNuCwveZEShuGeKrssTLzI/assets/images/optimized/rev-cf1f084/www.jomarvalve.com/wp-content/uploads/Economy-Strainer-400x322.jpg
Basket Strainers | Builder Series | Basic Deep Cup Strainer | Builders Series, SS-409, Sink Strainer, 400 Grade Stainless Steel | https://www.jomarvalve.com/specsheets/SS409.pdf | https://cdn-ilabjep.nitrocdn.com/byhKirIaaYsNuCwveZEShuGeKrssTLzI/assets/images/optimized/rev-cf1f084/www.jomarvalve.com/wp-content/uploads/305-408_Full-Zinc-Tailnut-400x322.jpg
Thread Sealant | White Stuff | White Stuff | Slow-Drying, Soft-Set, PTFE Thread Sealant | https://www.jomarvalve.com/specsheets/WhiteStuff.pdf | https://cdn-ilabjep.nitrocdn.com/byhKirIaaYsNuCwveZEShuGeKrssTLzI/assets/images/optimized/rev-cf1f084/www.jomarvalve.com/wp-content/uploads/2023/01/whitestuff.jpg
Thread Sealant | Green Stuff | Green Stuff | Slow-Drying, Soft-Set, General Purpose Thread Sealant | https://www.jomarvalve.com/specsheets/GreenStuff.pdf | https://cdn-ilabjep.nitrocdn.com/byhKirIaaYsNuCwveZEShuGeKrssTLzI/assets/images/optimized/rev-cf1f084/www.jomarvalve.com/wp-content/uploads/2023/01/greenstuff-400x322.jpg
Thread Sealant | Heavyweight | Heavyweight | Slow-Drying, Soft-Set, Extra PTFE Thread Sealant | https://www.jomarvalve.com/specsheets/Heavyweight.pdf | https://cdn-ilabjep.nitrocdn.com/byhKirIaaYsNuCwveZEShuGeKrssTLzI/assets/images/optimized/rev-cf1f084/www.jomarvalve.com/wp-content/uploads/2023/01/theheavyweight-400x322.jpg
Thread Sealant | WOG+ | WOG+ | Fast-Drying, Hard-Set, Thread and Gasket Sealant | https://www.jomarvalve.com/specsheets/WOG-Plus.pdf | https://cdn-ilabjep.nitrocdn.com/byhKirIaaYsNuCwveZEShuGeKrssTLzI/assets/images/optimized/rev-cf1f084/www.jomarvalve.com/wp-content/uploads/2023/01/wogplus-400x322.jpg
Thread Sealant | Copper Anti-Seize | Copper Anti-Seize | High Temperature Anti-Seize Lubricant and Thread Sealant | https://www.jomarvalve.com/specsheets/Copper.pdf | https://cdn-ilabjep.nitrocdn.com/byhKirIaaYsNuCwveZEShuGeKrssTLzI/assets/images/optimized/rev-cf1f084/www.jomarvalve.com/wp-content/uploads/2023/01/copper-400x322.jpg
Thread Sealant | Nickel Anti-Seize | Nickel Anti-Seize | High Temperature Nickel Anti-Seize Lubricant and Thread Sealant | https://www.jomarvalve.com/specsheets/Nickel.pdf | https://cdn-ilabjep.nitrocdn.com/byhKirIaaYsNuCwveZEShuGeKrssTLzI/assets/images/optimized/rev-cf1f084/www.jomarvalve.com/wp-content/uploads/nickel-400x322.jpg

## Sheet2
Lead Free Bronze Ball Valves | T-200CSSG | 200-401SSG | 1/4" | 41.5835 | 2 Piece, Full Port, Threaded Connection, Lead Free Bronze, Stainless Steel Ball & Stem, 600 WOG
Lead Free Bronze Ball Valves | T-200CSSG | 200-402SSG | 3/8" | 41.5835 | 2 Piece, Full Port, Threaded Connection, Lead Free Bronze, Stainless Steel Ball & Stem, 600 WOG
Lead Free Bronze Ball Valves | T-200CSSG | 200-403SSG | 1/2" | 41.8015 | 2 Piece, Full Port, Threaded Connection, Lead Free Bronze, Stainless Steel Ball & Stem, 600 WOG
Lead Free Bronze Ball Valves | T-200CSSG | 200-404SSG | 3/4" | 65.0948 | 2 Piece, Full Port, Threaded Connection, Lead Free Bronze, Stainless Steel Ball & Stem, 600 WOG
Lead Free Bronze Ball Valves | T-200CSSG | 200-405SSG | 1" | 82.3495 | 2 Piece, Full Port, Threaded Connection, Lead Free Bronze, Stainless Steel Ball & Stem, 600 WOG
Lead Free Bronze Ball Valves | T-200CSSG | 200-406SSG | 1-1/4" | 172.2309 | 2 Piece, Full Port, Threaded Connection, Lead Free Bronze, Stainless Steel Ball & Stem, 600 WOG
Lead Free Bronze Ball Valves | T-200CSSG | 200-407SSG | 1-1/2" | 247.5826 | 2 Piece, Full Port, Threaded Connection, Lead Free Bronze, Stainless Steel Ball & Stem, 600 WOG
Lead Free Bronze Ball Valves | T-200CSSG | 200-408SSG | 2" | 369.074 | 2 Piece, Full Port, Threaded Connection, Lead Free Bronze, Stainless Steel Ball & Stem, 600 WOG
Lead Free Bronze Ball Valves | T-200CSSG | 200-409SSG | 2-1/2” | 1046.3673 | 2 Piece, Full Port, Threaded Connection, Lead Free Bronze, Stainless Steel Ball & Stem, 600 WOG
Lead Free Bronze Ball Valves | T-200CSSG | 200-410SSG | 3” | 1477.931 | 2 Piece, Full Port, Threaded Connection, Lead Free Bronze, Stainless Steel Ball & Stem, 600 WOG
Lead Free Bronze Ball Valves | S-200CSSG | 200-413SSG | 1/2" | 41.8015 | 2 Piece, Full Port, Solder Connection, Lead Free Bronze, Stainless Steel Ball & Stem, 600 WOG
Lead Free Bronze Ball Valves | S-200CSSG | 200-414SSG | 3/4" | 65.0948 | 2 Piece, Full Port, Solder Connection, Lead Free Bronze, Stainless Steel Ball & Stem, 600 WOG
Lead Free Bronze Ball Valves | S-200CSSG | 200-415SSG | 1" | 82.3495 | 2 Piece, Full Port, Solder Connection, Lead Free Bronze, Stainless Steel Ball & Stem, 600 WOG
Lead Free Bronze Ball Valves | S-200CSSG | 200-416SSG | 1-1/4" | 172.2309 | 2 Piece, Full Port, Solder Connection, Lead Free Bronze, Stainless Steel Ball & Stem, 600 WOG
Lead Free Bronze Ball Valves | S-200CSSG | 200-417SSG | 1-1/2" | 247.5826 | 2 Piece, Full Port, Solder Connection, Lead Free Bronze, Stainless Steel Ball & Stem, 600 WOG
Lead Free Bronze Ball Valves | S-200CSSG | 200-418SSG | 2" | 369.074 | 2 Piece, Full Port, Solder Connection, Lead Free Bronze, Stainless Steel Ball & Stem, 600 WOG
Lead Free Bronze Ball Valves | S-200CSSG | 200-419SSG | 2-1/2” | 1046.3673 | 2 Piece, Full Port, Solder Connection, Lead Free Bronze, Stainless Steel Ball & Stem, 600 WOG
Lead Free Bronze Ball Valves | S-200CSSG | 200-420SSG | 3” | 1477.931 | 2 Piece, Full Port, Solder Connection, Lead Free Bronze, Stainless Steel Ball & Stem, 600 WOG
Lead Free Bronze Ball Valves | T-200CSSG-LH | 200-401SSG-LH | 1/4" | 58.4785 | 2 Piece, Full Port, Threaded Connection, Lead Free Bronze, Stainless Steel Ball & Stem, Latch Lock Handle, 600 WOG
Lead Free Bronze Ball Valves | T-200CSSG-LH | 200-402SSG-LH | 3/8" | 58.4785 | 2 Piece, Full Port, Threaded Connection, Lead Free Bronze, Stainless Steel Ball & Stem, Latch Lock Handle, 600 WOG
Lead Free Bronze Ball Valves | T-200CSSG-LH | 200-403SSG-LH | 1/2" | 58.6965 | 2 Piece, Full Port, Threaded Connection, Lead Free Bronze, Stainless Steel Ball & Stem, Latch Lock Handle, 600 WOG
Lead Free Bronze Ball Valves | T-200CSSG-LH | 200-404SSG-LH | 3/4" | 93.8708 | 2 Piece, Full Port, Threaded Connection, Lead Free Bronze, Stainless Steel Ball & Stem, Latch Lock Handle, 600 WOG
Lead Free Bronze Ball Valves | T-200CSSG-LH | 200-405SSG-LH | 1" | 111.1364 | 2 Piece, Full Port, Threaded Connection, Lead Free Bronze, Stainless Steel Ball & Stem, Latch Lock Handle, 600 WOG
Lead Free Bronze Ball Valves | T-200CSSG-LH | 200-406SSG-LH | 1-1/4" | 201.0069 | 2 Piece, Full Port, Threaded Connection, Lead Free Bronze, Stainless Steel Ball & Stem, Latch Lock Handle, 600 WOG
Lead Free Bronze Ball Valves | T-200CSSG-LH | 200-407SSG-LH | 1-1/2" | 292.5015 | 2 Piece, Full Port, Threaded Connection, Lead Free Bronze, Stainless Steel Ball & Stem, Latch Lock Handle, 600 WOG
Lead Free Bronze Ball Valves | T-200CSSG-LH | 200-408SSG-LH | 2" | 413.9929 | 2 Piece, Full Port, Threaded Connection, Lead Free Bronze, Stainless Steel Ball & Stem, Latch Lock Handle, 600 WOG
Lead Free Bronze Ball Valves | T-200CSSG-LH | 200-409SSG-LH | 2-1/2” | 1115.3425 | 2 Piece, Full Port, Threaded Connection, Lead Free Bronze, Stainless Steel Ball & Stem, Latch Lock Handle, 600 WOG
Lead Free Bronze Ball Valves | T-200CSSG-LH | 200-410SSG-LH | 3” | 1546.9062 | 2 Piece, Full Port, Threaded Connection, Lead Free Bronze, Stainless Steel Ball & Stem, Latch Lock Handle, 600 WOG
Lead Free Bronze Ball Valves | S-200CSSG-LH | 200-413SSG-LH | 1/2" | 58.6965 | 2 Piece, Full Port, Solder Connection, Lead Free Bronze, Stainless Steel Ball & Stem, Latch Lock Handle, 600 WOG
Lead Free Bronze Ball Valves | S-200CSSG-LH | 200-414SSG-LH | 3/4" | 93.8708 | 2 Piece, Full Port, Solder Connection, Lead Free Bronze, Stainless Steel Ball & Stem, Latch Lock Handle, 600 WOG
Lead Free Bronze Ball Valves | S-200CSSG-LH | 200-415SSG-LH | 1" | 111.1364 | 2 Piece, Full Port, Solder Connection, Lead Free Bronze, Stainless Steel Ball & Stem, Latch Lock Handle, 600 WOG
Lead Free Bronze Ball Valves | S-200CSSG-LH | 200-416SSG-LH | 1-1/4" | 201.0069 | 2 Piece, Full Port, Solder Connection, Lead Free Bronze, Stainless Steel Ball & Stem, Latch Lock Handle, 600 WOG
Lead Free Bronze Ball Valves | S-200CSSG-LH | 200-417SSG-LH | 1-1/2" | 292.5015 | 2 Piece, Full Port, Solder Connection, Lead Free Bronze, Stainless Steel Ball & Stem, Latch Lock Handle, 600 WOG
Lead Free Bronze Ball Valves | S-200CSSG-LH | 200-418SSG-LH | 2" | 413.9929 | 2 Piece, Full Port, Solder Connection, Lead Free Bronze, Stainless Steel Ball & Stem, Latch Lock Handle, 600 WOG
Lead Free Bronze Ball Valves | S-200CSSG-LH | 200-419SSG-LH | 2-1/2” | 1115.3425 | 2 Piece, Full Port, Solder Connection, Lead Free Bronze, Stainless Steel Ball & Stem, Latch Lock Handle, 600 WOG
Lead Free Bronze Ball Valves | S-200CSSG-LH | 200-420SSG-LH | 3” | 1546.9062 | 2 Piece, Full Port, Solder Connection, Lead Free Bronze, Stainless Steel Ball & Stem, Latch Lock Handle, 600 WOG
Lead Free Bronze Ball Valves | T-200CSSG-IH | 200-403SSG-IH | 1/2" | 97.7076 | 2 Piece, Full Port, Threaded Connection, Lead Free Bronze, Stainless Steel Ball & Stem, Thermal-Block Insulated Handle, 600 WOG
Lead Free Bronze Ball Valves | T-200CSSG-IH | 200-404SSG-IH | 3/4" | 127.2357 | 2 Piece, Full Port, Threaded Connection, Lead Free Bronze, Stainless Steel Ball & Stem, Thermal-Block Insulated Handle, 600 WOG
Lead Free Bronze Ball Valves | T-200CSSG-IH | 200-405SSG-IH | 1" | 144.5013 | 2 Piece, Full Port, Threaded Connection, Lead Free Bronze, Stainless Steel Ball & Stem, Thermal-Block Insulated Handle, 600 WOG
Lead Free Bronze Ball Valves | T-200CSSG-IH | 200-406SSG-IH | 1-1/4" | 237.838 | 2 Piece, Full Port, Threaded Connection, Lead Free Bronze, Stainless Steel Ball & Stem, Thermal-Block Insulated Handle, 600 WOG
Lead Free Bronze Ball Valves | T-200CSSG-IH | 200-407SSG-IH | 1-1/2" | 347.0451 | 2 Piece, Full Port, Threaded Connection, Lead Free Bronze, Stainless Steel Ball & Stem, Thermal-Block Insulated Handle, 600 WOG
Lead Free Bronze Ball Valves | T-200CSSG-IH | 200-408SSG-IH | 2" | 468.5365 | 2 Piece, Full Port, Threaded Connection, Lead Free Bronze, Stainless Steel Ball & Stem, Thermal-Block Insulated Handle, 600 WOG
Lead Free Bronze Ball Valves | S-200CSSG-IH | 200-413SSG-IH | 1/2" | 97.7076 | 2 Piece, Full Port, Solder Connection, Lead Free Bronze, Stainless Steel Ball & Stem, Thermal-Block Insulated Handle, 600 WOG
Lead Free Bronze Ball Valves | S-200CSSG-IH | 200-414SSG-IH | 3/4" | 127.2357 | 2 Piece, Full Port, Solder Connection, Lead Free Bronze, Stainless Steel Ball & Stem, Thermal-Block Insulated Handle, 600 WOG
Lead Free Bronze Ball Valves | S-200CSSG-IH | 200-415SSG-IH | 1" | 144.5013 | 2 Piece, Full Port, Solder Connection, Lead Free Bronze, Stainless Steel Ball & Stem, Thermal-Block Insulated Handle, 600 WOG
Lead Free Bronze Ball Valves | S-200CSSG-IH | 200-416SSG-IH | 1-1/4" | 237.838 | 2 Piece, Full Port, Solder Connection, Lead Free Bronze, Stainless Steel Ball & Stem, Thermal-Block Insulated Handle, 600 WOG
Lead Free Bronze Ball Valves | S-200CSSG-IH | 200-417SSG-IH | 1-1/2" | 347.0451 | 2 Piece, Full Port, Solder Connection, Lead Free Bronze, Stainless Steel Ball & Stem, Thermal-Block Insulated Handle, 600 WOG
Lead Free Bronze Ball Valves | S-200CSSG-IH | 200-418SSG-IH | 2" | 468.5365 | 2 Piece, Full Port, Solder Connection, Lead Free Bronze, Stainless Steel Ball & Stem, Thermal-Block Insulated Handle, 600 WOG
Lead Free Bronze Ball Valves | T-200CSSG-EH | 200-401SSG-EH | 1/4" | 70.3268 | 2 Piece, Full Port, Threaded Connection, Lead Free Bronze, Stainless Steel Ball & Stem, Stem Extension, 600 WOG
Lead Free Bronze Ball Valves | T-200CSSG-EH | 200-402SSG-EH | 3/8" | 70.3159 | 2 Piece, Full Port, Threaded Connection, Lead Free Bronze, Stainless Steel Ball & Stem, Stem Extension, 600 WOG
Lead Free Bronze Ball Valves | T-200CSSG-EH | 200-403SSG-EH | 1/2" | 70.5448 | 2 Piece, Full Port, Threaded Connection, Lead Free Bronze, Stainless Steel Ball & Stem, Stem Extension, 600 WOG
Lead Free Bronze Ball Valves | T-200CSSG-EH | 200-404SSG-EH | 3/4" | 99.6696 | 2 Piece, Full Port, Threaded Connection, Lead Free Bronze, Stainless Steel Ball & Stem, Stem Extension, 600 WOG
Lead Free Bronze Ball Valves | T-200CSSG-EH | 200-405SSG-EH | 1" | 116.9352 | 2 Piece, Full Port, Threaded Connection, Lead Free Bronze, Stainless Steel Ball & Stem, Stem Extension, 600 WOG
Lead Free Bronze Ball Valves | T-200CSSG-EH | 200-406SSG-EH | 1-1/4" | 212.6045 | 2 Piece, Full Port, Threaded Connection, Lead Free Bronze, Stainless Steel Ball & Stem, Stem Extension, 600 WOG
Lead Free Bronze Ball Valves | T-200CSSG-EH | 200-407SSG-EH | 1-1/2" | 305.9521 | 2 Piece, Full Port, Threaded Connection, Lead Free Bronze, Stainless Steel Ball & Stem, Stem Extension, 600 WOG
Lead Free Bronze Ball Valves | T-200CSSG-EH | 200-408SSG-EH | 2" | 427.4435 | 2 Piece, Full Port, Threaded Connection, Lead Free Bronze, Stainless Steel Ball & Stem, Stem Extension, 600 WOG
Lead Free Bronze Ball Valves | S-200CSSG-EH | 200-413SSG-EH | 1/2" | 70.5448 | 2 Piece, Full Port, Solder Connection, Lead Free Bronze, Stainless Steel Ball & Stem, Stem Extension, 600 WOG
Lead Free Bronze Ball Valves | S-200CSSG-EH | 200-414SSG-EH | 3/4" | 99.6696 | 2 Piece, Full Port, Solder Connection, Lead Free Bronze, Stainless Steel Ball & Stem, Stem Extension, 600 WOG
Lead Free Bronze Ball Valves | S-200CSSG-EH | 200-415SSG-EH | 1" | 116.9352 | 2 Piece, Full Port, Solder Connection, Lead Free Bronze, Stainless Steel Ball & Stem, Stem Extension, 600 WOG
Lead Free Bronze Ball Valves | S-200CSSG-EH | 200-416SSG-EH | 1-1/4" | 212.6045 | 2 Piece, Full Port, Solder Connection, Lead Free Bronze, Stainless Steel Ball & Stem, Stem Extension, 600 WOG
Lead Free Bronze Ball Valves | S-200CSSG-EH | 200-417SSG-EH | 1-1/2" | 305.9521 | 2 Piece, Full Port, Solder Connection, Lead Free Bronze, Stainless Steel Ball & Stem, Stem Extension, 600 WOG
Lead Free Bronze Ball Valves | S-200CSSG-EH | 200-418SSG-EH | 2" | 427.4435 | 2 Piece, Full Port, Solder Connection, Lead Free Bronze, Stainless Steel Ball & Stem, Stem Extension, 600 WOG
Lead Free Bronze Ball Valves | T-200CSSG-LHEH | 200-401SSG-LHEH | 1/4" | 83.1196 | 2 Piece, Full Port, Threaded Connection, Lead Free Bronze, Stainless Steel Ball & Stem, Stem Extension, Latch Lock Handle, 600 WOG
Lead Free Bronze Ball Valves | T-200CSSG-LHEH | 200-402SSG-LHEH | 3/8" | 83.117 | 2 Piece, Full Port, Threaded Connection, Lead Free Bronze, Stainless Steel Ball & Stem, Stem Extension, Latch Lock Handle, 600 WOG
Lead Free Bronze Ball Valves | T-200CSSG-LHEH | 200-403SSG-LHEH | 1/2" | 83.3177 | 2 Piece, Full Port, Threaded Connection, Lead Free Bronze, Stainless Steel Ball & Stem, Stem Extension, Latch Lock Handle, 600 WOG
Lead Free Bronze Ball Valves | T-200CSSG-LHEH | 200-404SSG-LHEH | 3/4" | 122.2606 | 2 Piece, Full Port, Threaded Connection, Lead Free Bronze, Stainless Steel Ball & Stem, Stem Extension, Latch Lock Handle, 600 WOG
Lead Free Bronze Ball Valves | T-200CSSG-LHEH | 200-405SSG-LHEH | 1" | 138.0964 | 2 Piece, Full Port, Threaded Connection, Lead Free Bronze, Stainless Steel Ball & Stem, Stem Extension, Latch Lock Handle, 600 WOG
Lead Free Bronze Ball Valves | T-200CSSG-LHEH | 200-406SSG-LHEH | 1-1/4" | 226.2964 | 2 Piece, Full Port, Threaded Connection, Lead Free Bronze, Stainless Steel Ball & Stem, Stem Extension, Latch Lock Handle, 600 WOG
Lead Free Bronze Ball Valves | T-200CSSG-LHEH | 200-407SSG-LHEH | 1-1/2" | 329.2449 | 2 Piece, Full Port, Threaded Connection, Lead Free Bronze, Stainless Steel Ball & Stem, Stem Extension, Latch Lock Handle, 600 WOG
Lead Free Bronze Ball Valves | T-200CSSG-LHEH | 200-408SSG-LHEH | 2" | 440.6996 | 2 Piece, Full Port, Threaded Connection, Lead Free Bronze, Stainless Steel Ball & Stem, Stem Extension, Latch Lock Handle, 600 WOG
Lead Free Bronze Ball Valves | S-200CSSG-LHEH | 200-413SSG-LHEH | 1/2" | 83.3177 | 2 Piece, Full Port, Solder Connection, Lead Free Bronze, Stainless Steel Ball & Stem, Stem Extension, Latch Lock Handle, 600 WOG
Lead Free Bronze Ball Valves | S-200CSSG-LHEH | 200-414SSG-LHEH | 3/4" | 122.2606 | 2 Piece, Full Port, Solder Connection, Lead Free Bronze, Stainless Steel Ball & Stem, Stem Extension, Latch Lock Handle, 600 WOG
Lead Free Bronze Ball Valves | S-200CSSG-LHEH | 200-415SSG-LHEH | 1" | 138.0964 | 2 Piece, Full Port, Solder Connection, Lead Free Bronze, Stainless Steel Ball & Stem, Stem Extension, Latch Lock Handle, 600 WOG
Lead Free Bronze Ball Valves | S-200CSSG-LHEH | 200-416SSG-LHEH | 1-1/4" | 226.2964 | 2 Piece, Full Port, Solder Connection, Lead Free Bronze, Stainless Steel Ball & Stem, Stem Extension, Latch Lock Handle, 600 WOG
Lead Free Bronze Ball Valves | S-200CSSG-LHEH | 200-417SSG-LHEH | 1-1/2" | 329.2449 | 2 Piece, Full Port, Solder Connection, Lead Free Bronze, Stainless Steel Ball & Stem, Stem Extension, Latch Lock Handle, 600 WOG
Lead Free Bronze Ball Valves | S-200CSSG-LHEH | 200-418SSG-LHEH | 2" | 440.6996 | 2 Piece, Full Port, Solder Connection, Lead Free Bronze, Stainless Steel Ball & Stem, Stem Extension, Latch Lock Handle, 600 WOG
Lead Free Brass Ball Valves | T-100CG | 100-403G | 1/2" | 22.113 | 2 Piece, Full Port, Threaded Connection, Dezincification Resistant Brass, 600 WOG
Lead Free Brass Ball Valves | T-100CG | 100-404G | 3/4" | 33.2535 | 2 Piece, Full Port, Threaded Connection, Dezincification Resistant Brass, 600 WOG
Lead Free Brass Ball Valves | T-100CG | 100-405G | 1" | 50.064 | 2 Piece, Full Port, Threaded Connection, Dezincification Resistant Brass, 600 WOG
Lead Free Brass Ball Valves | T-100CG | 100-406G | 1-1/4" | 84.1155 | 2 Piece, Full Port, Threaded Connection, Dezincification Resistant Brass, 600 WOG
Lead Free Brass Ball Valves | T-100CG | 100-407G | 1-1/2" | 115.815 | 2 Piece, Full Port, Threaded Connection, Dezincification Resistant Brass, 600 WOG
Lead Free Brass Ball Valves | T-100CG | 100-408G | 2" | 201.2325 | 2 Piece, Full Port, Threaded Connection, Dezincification Resistant Brass, 600 WOG
Lead Free Brass Ball Valves | T-100CG | 100-409G | 2-1/2" | 396.8895 | 2 Piece, Full Port, Threaded Connection, Dezincification Resistant Brass, 600 WOG
Lead Free Brass Ball Valves | T-100CG | 100-410G | 3" | 585.1545 | 2 Piece, Full Port, Threaded Connection, Dezincification Resistant Brass, 600 WOG
Lead Free Brass Ball Valves | T-100CG | 100-411G | 4" | 1019.0355 | 2 Piece, Full Port, Threaded Connection, Dezincification Resistant Brass, 600 WOG
Lead Free Brass Ball Valves | S-100CG | 100-413G | 1/2" | 22.113 | 2 Piece, Full Port, Solder Connection, Dezincification Resistant Brass, 600 WOG
Lead Free Brass Ball Valves | S-100CG | 100-414G | 3/4" | 33.2535 | 2 Piece, Full Port, Solder Connection, Dezincification Resistant Brass, 600 WOG
Lead Free Brass Ball Valves | S-100CG | 100-415G | 1" | 50.064 | 2 Piece, Full Port, Solder Connection, Dezincification Resistant Brass, 600 WOG
Lead Free Brass Ball Valves | S-100CG | 100-416G | 1-1/4" | 84.1155 | 2 Piece, Full Port, Solder Connection, Dezincification Resistant Brass, 600 WOG
Lead Free Brass Ball Valves | S-100CG | 100-417G | 1-1/2" | 115.815 | 2 Piece, Full Port, Solder Connection, Dezincification Resistant Brass, 600 WOG
Lead Free Brass Ball Valves | S-100CG | 100-418G | 2" | 201.2325 | 2 Piece, Full Port, Solder Connection, Dezincification Resistant Brass, 600 WOG
Lead Free Brass Ball Valves | S-100CG | 100-419G | 2-1/2" | 416.4615 | 2 Piece, Full Port, Solder Connection, Dezincification Resistant Brass, 600 WOG
Lead Free Brass Ball Valves | S-100CG | 100-420G | 3" | 577.3845 | 2 Piece, Full Port, Solder Connection, Dezincification Resistant Brass, 600 WOG
Lead Free Brass Ball Valves | S-100CG | 100-421G | 4" | 1067.682 | 2 Piece, Full Port, Solder Connection, Dezincification Resistant Brass, 600 WOG
Lead Free Brass Ball Valves | T-100CG-LH | 100-403G-LH | 1/2" | 32.151 | 2 Piece, Full Port, Threaded Connection, Dezincification Resistant Brass, Latch Lock Handle, 600 WOG
Lead Free Brass Ball Valves | T-100CG-LH | 100-404G-LH | 3/4" | 45.4125 | 2 Piece, Full Port, Threaded Connection, Dezincification Resistant Brass, Latch Lock Handle, 600 WOG
Lead Free Brass Ball Valves | T-100CG-LH | 100-405G-LH | 1" | 67.515 | 2 Piece, Full Port, Threaded Connection, Dezincification Resistant Brass, Latch Lock Handle, 600 WOG
Lead Free Brass Ball Valves | T-100CG-LH | 100-406G-LH | 1-1/4" | 101.577 | 2 Piece, Full Port, Threaded Connection, Dezincification Resistant Brass, Latch Lock Handle, 600 WOG
Lead Free Brass Ball Valves | T-100CG-LH | 100-407G-LH | 1-1/2" | 145.74 | 2 Piece, Full Port, Threaded Connection, Dezincification Resistant Brass, Latch Lock Handle, 600 WOG
Lead Free Brass Ball Valves | T-100CG-LH | 100-408G-LH | 2" | 231.1575 | 2 Piece, Full Port, Threaded Connection, Dezincification Resistant Brass, Latch Lock Handle, 600 WOG
Lead Free Brass Ball Valves | S-100CG-LH | 100-413G-LH | 1/2" | 32.151 | 2 Piece, Full Port, Solder Connection, Dezincification Resistant Brass, Latch Lock Handle, 600 WOG
Lead Free Brass Ball Valves | S-100CG-LH | 100-414G-LH | 3/4" | 45.4125 | 2 Piece, Full Port, Solder Connection, Dezincification Resistant Brass, Latch Lock Handle, 600 WOG
Lead Free Brass Ball Valves | S-100CG-LH | 100-415G-LH | 1" | 67.515 | 2 Piece, Full Port, Solder Connection, Dezincification Resistant Brass, Latch Lock Handle, 600 WOG
Lead Free Brass Ball Valves | S-100CG-LH | 100-416G-LH | 1-1/4" | 101.577 | 2 Piece, Full Port, Solder Connection, Dezincification Resistant Brass, Latch Lock Handle, 600 WOG
Lead Free Brass Ball Valves | S-100CG-LH | 100-417G-LH | 1-1/2" | 145.74 | 2 Piece, Full Port, Solder Connection, Dezincification Resistant Brass, Latch Lock Handle, 600 WOG
Lead Free Brass Ball Valves | S-100CG-LH | 100-418G-LH | 2" | 231.1575 | 2 Piece, Full Port, Solder Connection, Dezincification Resistant Brass, Latch Lock Handle, 600 WOG
Lead Free Brass Ball Valves | T-100CG-IH | 100-403G-IH | 1/2" | 72.912 | 2 Piece, Full Port, Threaded Connection, Dezincification Resistant Brass, Thermal-Block Insulated Handle, 600 WOG
Lead Free Brass Ball Valves | T-100CG-IH | 100-404G-IH | 3/4" | 88.2735 | 2 Piece, Full Port, Threaded Connection, Dezincification Resistant Brass, Thermal-Block Insulated Handle, 600 WOG
Lead Free Brass Ball Valves | T-100CG-IH | 100-405G-IH | 1" | 106.05 | 2 Piece, Full Port, Threaded Connection, Dezincification Resistant Brass, Thermal-Block Insulated Handle, 600 WOG
Lead Free Brass Ball Valves | T-100CG-IH | 100-406G-IH | 1-1/4" | 140.1015 | 2 Piece, Full Port, Threaded Connection, Dezincification Resistant Brass, Thermal-Block Insulated Handle, 600 WOG
Lead Free Brass Ball Valves | T-100CG-IH | 100-407G-IH | 1-1/2" | 179.9175 | 2 Piece, Full Port, Threaded Connection, Dezincification Resistant Brass, Thermal-Block Insulated Handle, 600 WOG
Lead Free Brass Ball Valves | T-100CG-IH | 100-408G-IH | 2" | 265.335 | 2 Piece, Full Port, Threaded Connection, Dezincification Resistant Brass, Thermal-Block Insulated Handle, 600 WOG
Lead Free Brass Ball Valves | S-100CG-IH | 100-413G-IH | 1/2" | 72.912 | 2 Piece, Full Port, Solder Connection, Dezincification Resistant Brass, Thermal-Block Insulated Handle, 600 WOG
Lead Free Brass Ball Valves | S-100CG-IH | 100-414G-IH | 3/4" | 88.2735 | 2 Piece, Full Port, Solder Connection, Dezincification Resistant Brass, Thermal-Block Insulated Handle, 600 WOG
Lead Free Brass Ball Valves | S-100CG-IH | 100-415G-IH | 1" | 106.05 | 2 Piece, Full Port, Solder Connection, Dezincification Resistant Brass, Thermal-Block Insulated Handle, 600 WOG
Lead Free Brass Ball Valves | S-100CG-IH | 100-416G-IH | 1-1/4" | 140.1015 | 2 Piece, Full Port, Solder Connection, Dezincification Resistant Brass, Thermal-Block Insulated Handle, 600 WOG
Lead Free Brass Ball Valves | S-100CG-IH | 100-417G-IH | 1-1/2" | 179.9175 | 2 Piece, Full Port, Solder Connection, Dezincification Resistant Brass, Thermal-Block Insulated Handle, 600 WOG
Lead Free Brass Ball Valves | S-100CG-IH | 100-418G-IH | 2" | 265.335 | 2 Piece, Full Port, Solder Connection, Dezincification Resistant Brass, Thermal-Block Insulated Handle, 600 WOG
Lead Free Brass Ball Valves | T-100CSSG | 100-403SSG | 1/2" | 38.619 | 2 Piece, Full Port, Threaded Connection, Dezincification Resistant Brass, Stainless Steel Ball & Stem, 600 WOG
Lead Free Brass Ball Valves | T-100CSSG | 100-404SSG | 3/4" | 58.107 | 2 Piece, Full Port, Threaded Connection, Dezincification Resistant Brass, Stainless Steel Ball & Stem, 600 WOG
Lead Free Brass Ball Valves | T-100CSSG | 100-405SSG | 1" | 87.486 | 2 Piece, Full Port, Threaded Connection, Dezincification Resistant Brass, Stainless Steel Ball & Stem, 600 WOG
Lead Free Brass Ball Valves | T-100CSSG | 100-406SSG | 1-1/4" | 139.797 | 2 Piece, Full Port, Threaded Connection, Dezincification Resistant Brass, Stainless Steel Ball & Stem, 600 WOG
Lead Free Brass Ball Valves | T-100CSSG | 100-407SSG | 1-1/2" | 204.33 | 2 Piece, Full Port, Threaded Connection, Dezincification Resistant Brass, Stainless Steel Ball & Stem, 600 WOG
Lead Free Brass Ball Valves | T-100CSSG | 100-408SSG | 2" | 332.8605 | 2 Piece, Full Port, Threaded Connection, Dezincification Resistant Brass, Stainless Steel Ball & Stem, 600 WOG
Lead Free Brass Ball Valves | S-100CSSG | 100-413SSG | 1/2" | 38.619 | 2 Piece, Full Port, Solder Connection, Dezincification Resistant Brass, Stainless Steel Ball & Stem, 600 WOG
Lead Free Brass Ball Valves | S-100CSSG | 100-414SSG | 3/4" | 58.107 | 2 Piece, Full Port, Solder Connection, Dezincification Resistant Brass, Stainless Steel Ball & Stem, 600 WOG
Lead Free Brass Ball Valves | S-100CSSG | 100-415SSG | 1" | 87.486 | 2 Piece, Full Port, Solder Connection, Dezincification Resistant Brass, Stainless Steel Ball & Stem, 600 WOG
Lead Free Brass Ball Valves | S-100CSSG | 100-416SSG | 1-1/4" | 139.797 | 2 Piece, Full Port, Solder Connection, Dezincification Resistant Brass, Stainless Steel Ball & Stem, 600 WOG
Lead Free Brass Ball Valves | S-100CSSG | 100-417SSG | 1-1/2" | 204.33 | 2 Piece, Full Port, Solder Connection, Dezincification Resistant Brass, Stainless Steel Ball & Stem, 600 WOG
Lead Free Brass Ball Valves | S-100CSSG | 100-418SSG | 2" | 332.8605 | 2 Piece, Full Port, Solder Connection, Dezincification Resistant Brass, Stainless Steel Ball & Stem, 600 WOG
Lead Free Brass Ball Valves | T-100CSSG-LH | 100-403SSG-LH | 1/2" | 48.6675 | 2 Piece, Full Port, Threaded Connection, Dezincification Reistant Brass, Stainless Steel Ball & Stem, Latch Lock Handle, 600 WOG
Lead Free Brass Ball Valves | T-100CSSG-LH | 100-404SSG-LH | 3/4" | 70.2765 | 2 Piece, Full Port, Threaded Connection, Dezincification Reistant Brass, Stainless Steel Ball & Stem, Latch Lock Handle, 600 WOG
Lead Free Brass Ball Valves | T-100CSSG-LH | 100-405SSG-LH | 1" | 104.937 | 2 Piece, Full Port, Threaded Connection, Dezincification Reistant Brass, Stainless Steel Ball & Stem, Latch Lock Handle, 600 WOG
Lead Free Brass Ball Valves | T-100CSSG-LH | 100-406SSG-LH | 1-1/4" | 157.248 | 2 Piece, Full Port, Threaded Connection, Dezincification Reistant Brass, Stainless Steel Ball & Stem, Latch Lock Handle, 600 WOG
Lead Free Brass Ball Valves | T-100CSSG-LH | 100-407SSG-LH | 1-1/2" | 234.255 | 2 Piece, Full Port, Threaded Connection, Dezincification Reistant Brass, Stainless Steel Ball & Stem, Latch Lock Handle, 600 WOG
Lead Free Brass Ball Valves | T-100CSSG-LH | 100-408SSG-LH | 2" | 362.7855 | 2 Piece, Full Port, Threaded Connection, Dezincification Reistant Brass, Stainless Steel Ball & Stem, Latch Lock Handle, 600 WOG
Lead Free Brass Ball Valves | S-100CSSG-LH | 100-413SSG-LH | 1/2" | 48.6675 | 2 Piece, Full Port, Solder Connection, Dezincification Reistant Brass, Stainless Steel Ball & Stem, Latch Lock Handle, 600 WOG
Lead Free Brass Ball Valves | S-100CSSG-LH | 100-414SSG-LH | 3/4" | 70.2765 | 2 Piece, Full Port, Solder Connection, Dezincification Reistant Brass, Stainless Steel Ball & Stem, Latch Lock Handle, 600 WOG
Lead Free Brass Ball Valves | S-100CSSG-LH | 100-415SSG-LH | 1" | 104.937 | 2 Piece, Full Port, Solder Connection, Dezincification Reistant Brass, Stainless Steel Ball & Stem, Latch Lock Handle, 600 WOG
Lead Free Brass Ball Valves | S-100CSSG-LH | 100-416SSG-LH | 1-1/4" | 157.248 | 2 Piece, Full Port, Solder Connection, Dezincification Reistant Brass, Stainless Steel Ball & Stem, Latch Lock Handle, 600 WOG
Lead Free Brass Ball Valves | S-100CSSG-LH | 100-417SSG-LH | 1-1/2" | 234.255 | 2 Piece, Full Port, Solder Connection, Dezincification Reistant Brass, Stainless Steel Ball & Stem, Latch Lock Handle, 600 WOG
Lead Free Brass Ball Valves | S-100CSSG-LH | 100-418SSG-LH | 2" | 362.7855 | 2 Piece, Full Port, Solder Connection, Dezincification Reistant Brass, Stainless Steel Ball & Stem, Latch Lock Handle, 600 WOG
Lead Free Brass Ball Valves | T-100CSSG-IH | 100-403SSG-IH | 1/2" | 89.4285 | 2 Piece, Full Port, Threaded Connection, Dezincification Reistant Brass, Stainless Steel Ball & Stem, Thermal-Block Insulated Handle, 600 WOG
Lead Free Brass Ball Valves | T-100CSSG-IH | 100-404SSG-IH | 3/4" | 113.127 | 2 Piece, Full Port, Threaded Connection, Dezincification Reistant Brass, Stainless Steel Ball & Stem, Thermal-Block Insulated Handle, 600 WOG
Lead Free Brass Ball Valves | T-100CSSG-IH | 100-405SSG-IH | 1" | 143.472 | 2 Piece, Full Port, Threaded Connection, Dezincification Reistant Brass, Stainless Steel Ball & Stem, Thermal-Block Insulated Handle, 600 WOG
Lead Free Brass Ball Valves | T-100CSSG-IH | 100-406SSG-IH | 1-1/4" | 195.783 | 2 Piece, Full Port, Threaded Connection, Dezincification Reistant Brass, Stainless Steel Ball & Stem, Thermal-Block Insulated Handle, 600 WOG
Lead Free Brass Ball Valves | T-100CSSG-IH | 100-407SSG-IH | 1-1/2" | 268.4325 | 2 Piece, Full Port, Threaded Connection, Dezincification Reistant Brass, Stainless Steel Ball & Stem, Thermal-Block Insulated Handle, 600 WOG
Lead Free Brass Ball Valves | T-100CSSG-IH | 100-408SSG-IH | 2" | 396.963 | 2 Piece, Full Port, Threaded Connection, Dezincification Reistant Brass, Stainless Steel Ball & Stem, Thermal-Block Insulated Handle, 600 WOG
Lead Free Brass Ball Valves | S-100CSSG-IH | 100-413SSG-IH | 1/2" | 89.4285 | 2 Piece, Full Port, Solder Connection, Dezincification Reistant Brass, Stainless Steel Ball & Stem, Thermal-Block Insulated Handle, 600 WOG
Lead Free Brass Ball Valves | S-100CSSG-IH | 100-414SSG-IH | 3/4" | 113.127 | 2 Piece, Full Port, Solder Connection, Dezincification Reistant Brass, Stainless Steel Ball & Stem, Thermal-Block Insulated Handle, 600 WOG
Lead Free Brass Ball Valves | S-100CSSG-IH | 100-415SSG-IH | 1" | 143.472 | 2 Piece, Full Port, Solder Connection, Dezincification Reistant Brass, Stainless Steel Ball & Stem, Thermal-Block Insulated Handle, 600 WOG
Lead Free Brass Ball Valves | S-100CSSG-IH | 100-416SSG-IH | 1-1/4" | 195.783 | 2 Piece, Full Port, Solder Connection, Dezincification Reistant Brass, Stainless Steel Ball & Stem, Thermal-Block Insulated Handle, 600 WOG
Lead Free Brass Ball Valves | S-100CSSG-IH | 100-417SSG-IH | 1-1/2" | 268.4325 | 2 Piece, Full Port, Solder Connection, Dezincification Reistant Brass, Stainless Steel Ball & Stem, Thermal-Block Insulated Handle, 600 WOG
Lead Free Brass Ball Valves | S-100CSSG-IH | 100-418SSG-IH | 2" | 396.963 | 2 Piece, Full Port, Solder Connection, Dezincification Reistant Brass, Stainless Steel Ball & Stem, Thermal-Block Insulated Handle, 600 WOG
Lead Free Brass Ball Valves | JP-100G | 100-203G | 1/2" | 47.712 | 2 Piece, Full Port, Press Connection, Dezincification Resistant Brass, 250 WOG
Lead Free Brass Ball Valves | JP-100G | 100-204G | 3/4" | 61.2885 | 2 Piece, Full Port, Press Connection, Dezincification Resistant Brass, 250 WOG
Lead Free Brass Ball Valves | JP-100G | 100-205G | 1" | 82.404 | 2 Piece, Full Port, Press Connection, Dezincification Resistant Brass, 250 WOG
Lead Free Brass Ball Valves | JP-100G | 100-206G | 1-1/4" | 141.4455 | 2 Piece, Full Port, Press Connection, Dezincification Resistant Brass, 250 WOG
Lead Free Brass Ball Valves | JP-100G | 100-207G | 1-1/2" | 197.2005 | 2 Piece, Full Port, Press Connection, Dezincification Resistant Brass, 250 WOG
Lead Free Brass Ball Valves | JP-100G | 100-208G | 2" | 337.6695 | 2 Piece, Full Port, Press Connection, Dezincification Resistant Brass, 250 WOG
Lead Free Brass Ball Valves | JP-100G XLC | 100-209XLCG | 2-1/2” | 622.125 | 2 Piece, Full Port, Press XLC Connection, Dezincification Resistant Brass, 200 WOG
Lead Free Brass Ball Valves | JP-100G XLC | 100-210XLCG | 3” | 1105.0725 | 2 Piece, Full Port, Press XLC Connection, Dezincification Resistant Brass, 200 WOG
Lead Free Brass Ball Valves | JP-100G XLC | 100-211XLCG | 4” | 1841.7 | 2 Piece, Full Port, Press XLC Connection, Dezincification Resistant Brass, 200 WOG
Lead Free Brass Ball Valves | JP-100G-LH | 100-203G-LH | 1/2" | 57.7605 | 2-Piece, Full Port, Press Connection, Dezincification Resistant Brass, Latch Lock Handle, 250 WOG
Lead Free Brass Ball Valves | JP-100G-LH | 100-204G-LH | 3/4" | 73.4475 | 2-Piece, Full Port, Press Connection, Dezincification Resistant Brass, Latch Lock Handle, 250 WOG
Lead Free Brass Ball Valves | JP-100G-LH | 100-205G-LH | 1" | 99.855 | 2-Piece, Full Port, Press Connection, Dezincification Resistant Brass, Latch Lock Handle, 250 WOG
Lead Free Brass Ball Valves | JP-100G-LH | 100-206G-LH | 1-1/4" | 158.8965 | 2-Piece, Full Port, Press Connection, Dezincification Resistant Brass, Latch Lock Handle, 250 WOG
Lead Free Brass Ball Valves | JP-100G-LH | 100-207G-LH | 1-1/2" | 227.1255 | 2-Piece, Full Port, Press Connection, Dezincification Resistant Brass, Latch Lock Handle, 250 WOG
Lead Free Brass Ball Valves | JP-100G-LH | 100-208G-LH | 2" | 367.5945 | 2-Piece, Full Port, Press Connection, Dezincification Resistant Brass, Latch Lock Handle, 250 WOG
Lead Free Brass Ball Valves | JP-100G-IH | 100-203G-IH | 1/2" | 98.511 | 2 Piece, Full Port, Press Connection, Dezincification Resistant Brass, Thermal-Block Insulated Handle, 250 WOG
Lead Free Brass Ball Valves | JP-100G-IH | 100-204G-IH | 3/4" | 116.3085 | 2 Piece, Full Port, Press Connection, Dezincification Resistant Brass, Thermal-Block Insulated Handle, 250 WOG
Lead Free Brass Ball Valves | JP-100G-IH | 100-205G-IH | 1" | 138.39 | 2 Piece, Full Port, Press Connection, Dezincification Resistant Brass, Thermal-Block Insulated Handle, 250 WOG
Lead Free Brass Ball Valves | JP-100G-IH | 100-206G-IH | 1-1/4" | 197.4315 | 2 Piece, Full Port, Press Connection, Dezincification Resistant Brass, Thermal-Block Insulated Handle, 250 WOG
Lead Free Brass Ball Valves | JP-100G-IH | 100-207G-IH | 1-1/2" | 261.303 | 2 Piece, Full Port, Press Connection, Dezincification Resistant Brass, Thermal-Block Insulated Handle, 250 WOG
Lead Free Brass Ball Valves | JP-100G-IH | 100-208G-IH | 2" | 401.772 | 2 Piece, Full Port, Press Connection, Dezincification Resistant Brass, Thermal-Block Insulated Handle, 250 WOG
Lead Free Brass Ball Valves | JP-100SSG | 100-203SSG | 1/2" | 85.974 | 2 Piece, Full Port, Press Connection, Dezincification Resistant Brass, Stainless Steel Ball & Stem, 250 WOG
Lead Free Brass Ball Valves | JP-100SSG | 100-204SSG | 3/4" | 109.851 | 2 Piece, Full Port, Press Connection, Dezincification Resistant Brass, Stainless Steel Ball & Stem, 250 WOG
Lead Free Brass Ball Valves | JP-100SSG | 100-205SSG | 1" | 147.7455 | 2 Piece, Full Port, Press Connection, Dezincification Resistant Brass, Stainless Steel Ball & Stem, 250 WOG
Lead Free Brass Ball Valves | JP-100SSG | 100-206SSG | 1-1/4" | 246.8445 | 2 Piece, Full Port, Press Connection, Dezincification Resistant Brass, Stainless Steel Ball & Stem, 250 WOG
Lead Free Brass Ball Valves | JP-100SSG | 100-207SSG | 1-1/2" | 344.001 | 2 Piece, Full Port, Press Connection, Dezincification Resistant Brass, Stainless Steel Ball & Stem, 250 WOG
Lead Free Brass Ball Valves | JP-100SSG | 100-208SSG | 2" | 557.4765 | 2 Piece, Full Port, Press Connection, Dezincification Resistant Brass, Stainless Steel Ball & Stem, 250 WOG
Lead Free Brass Ball Valves | JP-100SSG XLC | 100-209XLCSSG | 2-1/2” | 755.8005 | 2 Piece, Full Port, Press XLC Connection, Dezincification Resistant Brass, Stainless Steel Ball & Stem, 200 WOG
Lead Free Brass Ball Valves | JP-100SSG XLC | 100-210XLCSSG | 3” | 1313.025 | 2 Piece, Full Port, Press XLC Connection, Dezincification Resistant Brass, Stainless Steel Ball & Stem, 200 WOG
Lead Free Brass Ball Valves | JP-100SSG XLC | 100-211XLCSSG | 4” | 2105.5335 | 2 Piece, Full Port, Press XLC Connection, Dezincification Resistant Brass, Stainless Steel Ball & Stem, 200 WOG
Lead Free Brass Ball Valves | JP-100SSG-LH | 100-203SSG-LH | 1/2" | 96.012 | 2 Piece, Full Port, Press Connection, Dezincification Resistant Brass, Stainless Steel Ball & Stem, Latch Lock Handle, 250 WOG
Lead Free Brass Ball Valves | JP-100SSG-LH | 100-204SSG-LH | 3/4" | 122.01 | 2 Piece, Full Port, Press Connection, Dezincification Resistant Brass, Stainless Steel Ball & Stem, Latch Lock Handle, 250 WOG
Lead Free Brass Ball Valves | JP-100SSG-LH | 100-205SSG-LH | 1" | 165.1965 | 2 Piece, Full Port, Press Connection, Dezincification Resistant Brass, Stainless Steel Ball & Stem, Latch Lock Handle, 250 WOG
Lead Free Brass Ball Valves | JP-100SSG-LH | 100-206SSG-LH | 1-1/4" | 264.306 | 2 Piece, Full Port, Press Connection, Dezincification Resistant Brass, Stainless Steel Ball & Stem, Latch Lock Handle, 250 WOG
Lead Free Brass Ball Valves | JP-100SSG-LH | 100-207SSG-LH | 1-1/2" | 373.926 | 2 Piece, Full Port, Press Connection, Dezincification Resistant Brass, Stainless Steel Ball & Stem, Latch Lock Handle, 250 WOG
Lead Free Brass Ball Valves | JP-100SSG-LH | 100-208SSG-LH | 2" | 587.391 | 2 Piece, Full Port, Press Connection, Dezincification Resistant Brass, Stainless Steel Ball & Stem, Latch Lock Handle, 250 WOG
Lead Free Brass Ball Valves | JP-100SSG-IH | 100-203SSG-IH | 1/2" | 136.773 | 2 Piece, Full Port, Press Connection, Dezincification Resistant Brass, Stainless Steel Ball & Stem, Insulated Handle, 250 WOG
Lead Free Brass Ball Valves | JP-100SSG-IH | 100-204SSG-IH | 3/4" | 164.871 | 2 Piece, Full Port, Press Connection, Dezincification Resistant Brass, Stainless Steel Ball & Stem, Insulated Handle, 250 WOG
Lead Free Brass Ball Valves | JP-100SSG-IH | 100-205SSG-IH | 1" | 203.7315 | 2 Piece, Full Port, Press Connection, Dezincification Resistant Brass, Stainless Steel Ball & Stem, Insulated Handle, 250 WOG
Lead Free Brass Ball Valves | JP-100SSG-IH | 100-206SSG-IH | 1-1/4" | 302.8305 | 2 Piece, Full Port, Press Connection, Dezincification Resistant Brass, Stainless Steel Ball & Stem, Insulated Handle, 250 WOG
Lead Free Brass Ball Valves | JP-100SSG-IH | 100-207SSG-IH | 1-1/2" | 408.1035 | 2 Piece, Full Port, Press Connection, Dezincification Resistant Brass, Stainless Steel Ball & Stem, Insulated Handle, 250 WOG
Lead Free Brass Ball Valves | JP-100SSG-IH | 100-208SSG-IH | 2" | 621.579 | 2 Piece, Full Port, Press Connection, Dezincification Resistant Brass, Stainless Steel Ball & Stem, Insulated Handle, 250 WOG
Lead Free Brass Ball Valves | T-100FBG | 100-833G | 1/2" | 70.9905 | Combination Shutoff Valve & Strainer, Full port, Threaded Connection, Dezincification Resistant Brass, 400 WOG
Lead Free Brass Ball Valves | T-100FBG | 100-834G | 3/4" | 74.1615 | Combination Shutoff Valve & Strainer, Full port, Threaded Connection, Dezincification Resistant Brass, 400 WOG
Lead Free Brass Ball Valves | T-100FBG | 100-835G | 1" | 134.8725 | Combination Shutoff Valve & Strainer, Full port, Threaded Connection, Dezincification Resistant Brass, 400 WOG
Lead Free Brass Ball Valves | T-100FBG | 100-836G | 1-1/4" | 239.82 | Combination Shutoff Valve & Strainer, Full port, Threaded Connection, Dezincification Resistant Brass, 400 WOG
Lead Free Brass Ball Valves | T-100FBG | 100-837G | 1-1/2" | 309.246 | Combination Shutoff Valve & Strainer, Full port, Threaded Connection, Dezincification Resistant Brass, 400 WOG
Lead Free Brass Ball Valves | T-100FBG | 100-838G | 2" | 455.784 | Combination Shutoff Valve & Strainer, Full port, Threaded Connection, Dezincification Resistant Brass, 400 WOG
Lead Free Brass Ball Valves | TWV-3W-KIT-G | 810-504G | 3/4" FIP x 3/4" FIP | 227.2515 | 3-Way Ball, Tankless Water Heater Valve Kit, Includes Pressure Relief Valve, 600 WOG
Lead Free Brass Ball Valves | TWV-3W-KIT-G | 810-514G | 3/4" SOLDER x 3/4" FIP | 227.2515 | 3-Way Ball, Tankless Water Heater Valve Kit, Includes Pressure Relief Valve, 600 WOG
Lead Free Brass Ball Valves | TWV-3W-KIT-G | 810-524G | 3/4" PRESS x 3/4" FIP | 234.486 | 3-Way Ball, Tankless Water Heater Valve Kit, Includes Pressure Relief Valve, 600 WOG
Lead Free Brass Ball Valves | TWV-3W-KIT-G | 810-404G | 3/4" FIP x 3/4" FIP | - | 3-Way Ball, Tankless Water Heater Valve Kit, Without Pressure Relief Valve, 600 WOG
Lead Free Brass Ball Valves | TWV-3W-KIT-G | 810-414G | 3/4" SOLDER x 3/4" FIP | - | 3-Way Ball, Tankless Water Heater Valve Kit, Without Pressure Relief Valve, 600 WOG
Lead Free Brass Ball Valves | TWV-3W-KIT-G | 810-424G | 3/4" PRESS x 3/4" FIP | - | 3-Way Ball, Tankless Water Heater Valve Kit, Without Pressure Relief Valve, 600 WOG
Lead Free Brass Ball Valves | TWV-3W-KIT-G W/O RV Port | 810-604G | 3/4" FIP x 3/4" FIP | 183.54 | 3-Way Ball, Tankless Water Heater Valve Kit, No Pressure Relief Port, 600 WOG
Lead Free Brass Ball Valves | TWV-3W-KIT-G W/O RV Port | 810-614G | 3/4" SOLDER x 3/4" FIP | 183.54 | 3-Way Ball, Tankless Water Heater Valve Kit, No Pressure Relief Port, 600 WOG
Lead Free Brass Ball Valves | TWV-3W-KIT-CG | 850-504G | 3/4" FIP x 3/4" FIP | 220.6365 | 3-Way Ball, Tankless Water Heater Valve Kit, Compact Design, Includes Pressure Relief Valve, 600 WOG
Lead Free Brass Ball Valves | TWV-3W-KIT-G Sharkbite | 810-594G | 3/4" FIP x 3/4" Sharkbite |  | 3-Way Ball, Tankless Water Heater Valve Kit, Includes Pressure Relief Valve, Threaded x Sharkbite Connections, 600 WOG
Lead Free Brass Ball Valves | TWV-3W-KIT-G-1 | 810-505G | 1" FIP x 1" FIP | 349.2825 | 3-Way Ball, Tankless Water Heater Valve Kit, 600 WOG
Lead Free Brass Ball Valves | T-100UEG | 160-106G | 1-1/4" | 245.6685 | 2 Piece, Full Port, Single Union End, Threaded Connection, 600 WOG
Lead Free Brass Ball Valves | T-100UEG | 160-107G | 1-1/2" | 325.92 | 2 Piece, Full Port, Single Union End, Threaded Connection, 600 WOG
Lead Free Brass Ball Valves | T-100UEG | 160-108G | 2" | 489.342 | 2 Piece, Full Port, Single Union End, Threaded Connection, 600 WOG
Lead Free Brass Ball Valves | JF-100T-FLG | 110-104FLG | 3/4" | 29.051 | Lead Free Brass Ball Valve with Fixed Flange, Threaded Connection, 600WOG
Lead Free Brass Ball Valves | JF-100T-FLG | 110-105FLG | 1" | 36.542 | Lead Free Brass Ball Valve with Fixed Flange, Threaded Connection, 600WOG
Lead Free Brass Ball Valves | JF-100T-FLG | 110-106FLG | 1-1/4" | 42.977 | Lead Free Brass Ball Valve with Fixed Flange, Threaded Connection, 600WOG
Lead Free Brass Ball Valves | JF-100S-FLG | 110-114FLG | 3/4" | 29.051 | Lead Free Brass Ball Valve with Fixed Flange, Solder Connection, 600WOG
Lead Free Brass Ball Valves | JF-100S-FLG | 110-116FLG | 1-1/4" | 41.987 | Lead Free Brass Ball Valve with Fixed Flange, Solder Connection, 600WOG
Lead Free Brass Ball Valves | JF-110T-FLG | 110-204FLG | 3/4" | 52.822 | Lead Free Brass Ball Valve with Fixed Flange & Drain, Threaded Connection, 600WOG
Lead Free Brass Ball Valves | JF-110T-FLG | 110-205FLG | 1" | 73.018 | Lead Free Brass Ball Valve with Fixed Flange & Drain, Threaded Connection, 600WOG
Lead Free Brass Ball Valves | JF-110T-FLG | 110-206FLG | 1-1/4" | 41.987 | Lead Free Brass Ball Valve with Fixed Flange & Drain, Threaded Connection, 600WOG
Lead Free Brass Ball Valves | JF-110S-FLG | 110-214FLG | 3/4" | 52.822 | Lead Free Brass Ball Valve with Fixed Flange & Drain, Solder Connection, 600WOG
Lead Free Brass Ball Valves | JF-100TG | 100-101SSG | 1/4" | 16.7895 | 2 Piece, Full Port, Dezincification Resistant Lead Free Brass, Threaded Connection, Stainless Steel Ball & Stem, 600 WOG
Lead Free Brass Ball Valves | JF-100TG | 100-102SSG | 3/8" | 16.884 | 2 Piece, Full Port, Dezincification Resistant Lead Free Brass, Threaded Connection, Stainless Steel Ball & Stem, 600 WOG
Lead Free Brass Ball Valves | JF-100TG | 100-103SSG | 1/2" | 22.2285 | 2 Piece, Full Port, Dezincification Resistant Lead Free Brass, Threaded Connection, Stainless Steel Ball & Stem, 600 WOG
Lead Free Brass Ball Valves | JF-100TG | 100-104SSG | 3/4" | 34.86 | 2 Piece, Full Port, Dezincification Resistant Lead Free Brass, Threaded Connection, Stainless Steel Ball & Stem, 600 WOG
Lead Free Brass Ball Valves | JF-100TG | 100-105SSG | 1" | 54.327 | 2 Piece, Full Port, Dezincification Resistant Lead Free Brass, Threaded Connection, Stainless Steel Ball & Stem, 600 WOG
Lead Free Brass Ball Valves | JF-100TG | 100-106SSG | 1-1/4" | 88.452 | 2 Piece, Full Port, Dezincification Resistant Lead Free Brass, Threaded Connection, Stainless Steel Ball & Stem, 600 WOG
Lead Free Brass Ball Valves | JF-100TG | 100-107SSG | 1-1/2" | 118.7865 | 2 Piece, Full Port, Dezincification Resistant Lead Free Brass, Threaded Connection, Stainless Steel Ball & Stem, 600 WOG
Lead Free Brass Ball Valves | JF-100TG | 100-108SSG | 2" | 184.4535 | 2 Piece, Full Port, Dezincification Resistant Lead Free Brass, Threaded Connection, Stainless Steel Ball & Stem, 600 WOG
Lead Free Brass Ball Valves | JF-100TG | 100-109SSG | 2-1/2” | 445.8825 | 2 Piece, Full Port, Dezincification Resistant Lead Free Brass, Threaded Connection, Stainless Steel Ball & Stem, 600 WOG
Lead Free Brass Ball Valves | JF-100TG | 100-110SSG | 3” | 673.113 | 2 Piece, Full Port, Dezincification Resistant Lead Free Brass, Threaded Connection, Stainless Steel Ball & Stem, 600 WOG
Lead Free Brass Ball Valves | JF-100TG | 100-111SSG | 4” | 1162.035 | 2 Piece, Full Port, Dezincification Resistant Lead Free Brass, Threaded Connection, Stainless Steel Ball & Stem, 600 WOG
Lead Free Brass Ball Valves | JF-100SG | 100-113SSG | 1/2" | 21 | 2 Piece, Full Port, Dezincification Resistant Lead Free Brass, Solder Connection, Stainless Steel Ball & Stem, 600 WOG
Lead Free Brass Ball Valves | JF-100SG | 100-114SSG | 3/4" | 33.222 | 2 Piece, Full Port, Dezincification Resistant Lead Free Brass, Solder Connection, Stainless Steel Ball & Stem, 600 WOG
Lead Free Brass Ball Valves | JF-100SG | 100-115SSG | 1" | 50.9775 | 2 Piece, Full Port, Dezincification Resistant Lead Free Brass, Solder Connection, Stainless Steel Ball & Stem, 600 WOG
Lead Free Brass Ball Valves | JF-100SG | 100-116SSG | 1-1/4" | 86.0895 | 2 Piece, Full Port, Dezincification Resistant Lead Free Brass, Solder Connection, Stainless Steel Ball & Stem, 600 WOG
Lead Free Brass Ball Valves | JF-100SG | 100-117SSG | 1-1/2" | 121.1385 | 2 Piece, Full Port, Dezincification Resistant Lead Free Brass, Solder Connection, Stainless Steel Ball & Stem, 600 WOG
Lead Free Brass Ball Valves | JF-100SG | 100-118SSG | 2" | 186.6165 | 2 Piece, Full Port, Dezincification Resistant Lead Free Brass, Solder Connection, Stainless Steel Ball & Stem, 600 WOG
Lead Free Brass Ball Valves | JF-100SG | 100-119SSG | 2-1/2” | 444.738 | 2 Piece, Full Port, Dezincification Resistant Lead Free Brass, Solder Connection, Stainless Steel Ball & Stem, 600 WOG
Lead Free Brass Ball Valves | JF-100SG | 100-120SSG | 3” | 665.679 | 2 Piece, Full Port, Dezincification Resistant Lead Free Brass, Solder Connection, Stainless Steel Ball & Stem, 600 WOG
Lead Free Brass Ball Valves | JF-100SG | 100-121SSG | 4” | 1155.5985 | 2 Piece, Full Port, Dezincification Resistant Lead Free Brass, Solder Connection, Stainless Steel Ball & Stem, 600 WOG
Lead Free Brass Ball Valves | JF-100TG-LH | 100-101SSG-LH | 1/4" | 18.48 | 2 Piece, Full Port, Dezincification Resistant Lead Free Brass, Threaded Connection, Stainless Steel Ball & Stem, Latch Lock Handle, 600 WOG
Lead Free Brass Ball Valves | JF-100TG-LH | 100-102SSG-LH | 3/8" | 18.5745 | 2 Piece, Full Port, Dezincification Resistant Lead Free Brass, Threaded Connection, Stainless Steel Ball & Stem, Latch Lock Handle, 600 WOG
Lead Free Brass Ball Valves | JF-100TG-LH | 100-103SSG-LH | 1/2" | 24.1605 | 2 Piece, Full Port, Dezincification Resistant Lead Free Brass, Threaded Connection, Stainless Steel Ball & Stem, Latch Lock Handle, 600 WOG
Lead Free Brass Ball Valves | JF-100TG-LH | 100-104SSG-LH | 3/4" | 36.8235 | 2 Piece, Full Port, Dezincification Resistant Lead Free Brass, Threaded Connection, Stainless Steel Ball & Stem, Latch Lock Handle, 600 WOG
Lead Free Brass Ball Valves | JF-100TG-LH | 100-105SSG-LH | 1" | 57.9075 | 2 Piece, Full Port, Dezincification Resistant Lead Free Brass, Threaded Connection, Stainless Steel Ball & Stem, Latch Lock Handle, 600 WOG
Lead Free Brass Ball Valves | JF-100TG-LH | 100-106SSG-LH | 1-1/4" | 93.996 | 2 Piece, Full Port, Dezincification Resistant Lead Free Brass, Threaded Connection, Stainless Steel Ball & Stem, Latch Lock Handle, 600 WOG
Lead Free Brass Ball Valves | JF-100TG-LH | 100-107SSG-LH | 1-1/2" | 123.648 | 2 Piece, Full Port, Dezincification Resistant Lead Free Brass, Threaded Connection, Stainless Steel Ball & Stem, Latch Lock Handle, 600 WOG
Lead Free Brass Ball Valves | JF-100TG-LH | 100-108SSG-LH | 2" | 190.491 | 2 Piece, Full Port, Dezincification Resistant Lead Free Brass, Threaded Connection, Stainless Steel Ball & Stem, Latch Lock Handle, 600 WOG
Lead Free Brass Ball Valves | JF-100TG-LH | 100-109SSG-LH | 2-1/2” | 452.2035 | 2 Piece, Full Port, Dezincification Resistant Lead Free Brass, Threaded Connection, Stainless Steel Ball & Stem, Latch Lock Handle, 600 WOG
Lead Free Brass Ball Valves | JF-100TG-LH | 100-110SSG-LH | 3” | 682.668 | 2 Piece, Full Port, Dezincification Resistant Lead Free Brass, Threaded Connection, Stainless Steel Ball & Stem, Latch Lock Handle, 600 WOG
Lead Free Brass Ball Valves | JF-100TG-LH | 100-111SSG-LH | 4" | 1222.053 | 2 Piece, Full Port, Dezincification Resistant Lead Free Brass, Threaded Connection, Stainless Steel Ball & Stem, Latch Lock Handle, 600 WOG
Lead Free Brass Ball Valves | JF-100SG-LH | 100-113SSG-LH | 1/2" | 21.6405 | 2 Piece, Full Port, Dezincification Resistant Lead Free Brass, Solder Connection, Stainless Steel Ball & Stem, Latch Lock Handle, 600 WOG
Lead Free Brass Ball Valves | JF-100SG-LH | 100-114SSG-LH | 3/4" | 34.713 | 2 Piece, Full Port, Dezincification Resistant Lead Free Brass, Solder Connection, Stainless Steel Ball & Stem, Latch Lock Handle, 600 WOG
Lead Free Brass Ball Valves | JF-100SG-LH | 100-115SSG-LH | 1" | 52.92 | 2 Piece, Full Port, Dezincification Resistant Lead Free Brass, Solder Connection, Stainless Steel Ball & Stem, Latch Lock Handle, 600 WOG
Lead Free Brass Ball Valves | JF-100SG-LH | 100-116SSG-LH | 1-1/4" | 93.303 | 2 Piece, Full Port, Dezincification Resistant Lead Free Brass, Solder Connection, Stainless Steel Ball & Stem, Latch Lock Handle, 600 WOG
Lead Free Brass Ball Valves | JF-100SG-LH | 100-117SSG-LH | 1-1/2" | 123.522 | 2 Piece, Full Port, Dezincification Resistant Lead Free Brass, Solder Connection, Stainless Steel Ball & Stem, Latch Lock Handle, 600 WOG
Lead Free Brass Ball Valves | JF-100SG-LH | 100-118SSG-LH | 2" | 189.6195 | 2 Piece, Full Port, Dezincification Resistant Lead Free Brass, Solder Connection, Stainless Steel Ball & Stem, Latch Lock Handle, 600 WOG
Lead Free Brass Ball Valves | JF-100SG-LH | 100-119SSG-LH | 2-1/2” | 449.7675 | 2 Piece, Full Port, Dezincification Resistant Lead Free Brass, Solder Connection, Stainless Steel Ball & Stem, Latch Lock Handle, 600 WOG
Lead Free Brass Ball Valves | JF-100SG-LH | 100-120SSG-LH | 3” | 642.243 | 2 Piece, Full Port, Dezincification Resistant Lead Free Brass, Solder Connection, Stainless Steel Ball & Stem, Latch Lock Handle, 600 WOG
Lead Free Brass Ball Valves | JF-100SG-LH | 100-121SSG-LH | 4" | 1155.5355 | 2 Piece, Full Port, Dezincification Resistant Lead Free Brass, Solder Connection, Stainless Steel Ball & Stem, Latch Lock Handle, 600 WOG
Lead Free Brass Ball Valves | JF-100TLBG | 100-123G | 1/2" | 37.7895 | 2 Piece, Full Port, Dezincification Resistant Lead Free Brass, Threaded Connection, Stainless Steel Ball & Stem, Long Bonnet, T-Handle, 600 WOG
Lead Free Brass Ball Valves | JF-100TLBG | 100-124G | 3/4" | 57.8655 | 2 Piece, Full Port, Dezincification Resistant Lead Free Brass, Threaded Connection, Stainless Steel Ball & Stem, Long Bonnet, T-Handle, 600 WOG
Lead Free Brass Ball Valves | JF-100SLBG | 100-153G | 1/2" | 35.6895 | 2 Piece, Full Port, Dezincification Resistant Lead Free Brass, Solder Connection, Stainless Steel Ball & Stem, Long Bonnet, T-Handle, 600 WOG
Lead Free Brass Ball Valves | JF-100SLBG | 100-154G | 3/4" | 55.1565 | 2 Piece, Full Port, Dezincification Resistant Lead Free Brass, Solder Connection, Stainless Steel Ball & Stem, Long Bonnet, T-Handle, 600 WOG
Lead Free Brass Ball Valves | JP-150G | 150-203G | 1/2" | 33.4215 | 2 Piece, Full Port, Dezincification Resistant Lead Free Brass, Press Connection, 250 WOG
Lead Free Brass Ball Valves | JP-150G | 150-204G | 3/4" | 53.8125 | 2 Piece, Full Port, Dezincification Resistant Lead Free Brass, Press Connection, 250 WOG
Lead Free Brass Ball Valves | JP-150G | 150-205G | 1" | 75.075 | 2 Piece, Full Port, Dezincification Resistant Lead Free Brass, Press Connection, 250 WOG
Lead Free Brass Ball Valves | JP-150G | 150-206G | 1-1/4" | 120.288 | 2 Piece, Full Port, Dezincification Resistant Lead Free Brass, Press Connection, 250 WOG
Lead Free Brass Ball Valves | JP-150G | 150-207G | 1-1/2" | 179.4555 | 2 Piece, Full Port, Dezincification Resistant Lead Free Brass, Press Connection, 250 WOG
Lead Free Brass Ball Valves | JP-150G | 150-208G | 2" | 274.155 | 2 Piece, Full Port, Dezincification Resistant Lead Free Brass, Press Connection, 250 WOG
Lead Free Brass Ball Valves | JP-150G XLC | 150-209XLCG | 2-1/2” | 553.14 | 2 Piece, Full Port, Dezincification Resistant Lead Free Brass, Press XLC Connection, 250 WOG
Lead Free Brass Ball Valves | JP-150G XLC | 150-210XLCG | 3” | 841.89 | 2 Piece, Full Port, Dezincification Resistant Lead Free Brass, Press XLC Connection, 250 WOG
Lead Free Brass Ball Valves | JP-150G XLC | 150-211XLCG | 4" | 1644.4365 | 2 Piece, Full Port, Dezincification Resistant Lead Free Brass, Press XLC Connection, 250 WOG
Lead Free Brass Ball Valves | JP-150GWH | 150-203G-WH | 1/2" | 29.5486 | 2 Piece, Full Port, Dezincification Resistant Lead Free Brass, Press Connection, Stainless Steel Wing Handle, 250 WOG
Lead Free Brass Ball Valves | JP-150GWH | 150-204G-WH | 3/4" | 47.6979 | 2 Piece, Full Port, Dezincification Resistant Lead Free Brass, Press Connection, Stainless Steel Wing Handle, 250 WOG
Lead Free Brass Ball Valves | JP-150GWH | 150-205G-WH | 1" | 64.2617 | 2 Piece, Full Port, Dezincification Resistant Lead Free Brass, Press Connection, Stainless Steel Wing Handle, 250 WOG
Lead Free Brass Ball Valves | JP-150GWH | 150-206G-WH | 1-1/4" | 102.3275 | 2 Piece, Full Port, Dezincification Resistant Lead Free Brass, Press Connection, Stainless Steel Wing Handle, 250 WOG
Lead Free Brass Ball Valves | JP-150GWH | 150-207G-WH | 1-1/2" | 148.4095 | 2 Piece, Full Port, Dezincification Resistant Lead Free Brass, Press Connection, Stainless Steel Wing Handle, 250 WOG
Lead Free Brass Ball Valves | JP-150GWH | 150-208G-WH | 2" | 222.1649 | 2 Piece, Full Port, Dezincification Resistant Lead Free Brass, Press Connection, Stainless Steel Wing Handle, 250 WOG
Lead Free Brass Ball Valves | JP-150LBG | 150-213G | 1/2" | 55.146 | 2 Piece, Full Port, Dezincification Resistant Lead Free Brass, Press Connection, Long Bonnet, T-Handle, 250 WOG
Lead Free Brass Ball Valves | JP-150LBG | 150-214G | 3/4" | 78.0255 | 2 Piece, Full Port, Dezincification Resistant Lead Free Brass, Press Connection, Long Bonnet, T-Handle, 250 WOG
Lead Free Brass Ball Valves | JP-150G Press x FIP | 150-563G | 1/2" | 30.3765 | 2 Piece, Full Port, Dezincification Resistant Lead Free Brass, Press x FIP Connection, 250 WOG
Lead Free Brass Ball Valves | JP-150G Press x FIP | 150-564G | 3/4" | 48.9195 | 2 Piece, Full Port, Dezincification Resistant Lead Free Brass, Press x FIP Connection, 250 WOG
Lead Free Brass Ball Valves | JP-150G Press x FIP | 150-565G | 1" | 68.2605 | 2 Piece, Full Port, Dezincification Resistant Lead Free Brass, Press x FIP Connection, 250 WOG
Lead Free Brass Ball Valves | JP-150G Press x MIP | 150-573G | 1/2" | 30.3765 | 2 Piece, Full Port, Dezincification Resistant Lead Free Brass, Press x MIP Connection, 250 WOG
Lead Free Brass Ball Valves | JP-150G Press x MIP | 150-574G | 3/4" | 48.9195 | 2 Piece, Full Port, Dezincification Resistant Lead Free Brass, Press x MIP Connection, 250 WOG
Lead Free Brass Ball Valves | JP-150G Press x MIP | 150-575G | 1" | 68.2605 | 2 Piece, Full Port, Dezincification Resistant Lead Free Brass, Press x MIP Connection, 250 WOG
Lead Free Brass Ball Valves | T-150G | 150-103G | 1/2" | 20.4645 | 2 Piece, Full Port, Dezincification Resistant Lead Free Brass, Threaded Connection, 600 WOG
Lead Free Brass Ball Valves | T-150G | 150-104G | 3/4" | 31.248 | 2 Piece, Full Port, Dezincification Resistant Lead Free Brass, Threaded Connection, 600 WOG
Lead Free Brass Ball Valves | T-150G | 150-105G | 1" | 48.027 | 2 Piece, Full Port, Dezincification Resistant Lead Free Brass, Threaded Connection, 600 WOG
Lead Free Brass Ball Valves | T-150G | 150-106G | 1-1/4" | 77.406 | 2 Piece, Full Port, Dezincification Resistant Lead Free Brass, Threaded Connection, 600 WOG
Lead Free Brass Ball Valves | T-150G | 150-107G | 1-1/2" | 109.0635 | 2 Piece, Full Port, Dezincification Resistant Lead Free Brass, Threaded Connection, 600 WOG
Lead Free Brass Ball Valves | T-150G | 150-108G | 2" | 167.4435 | 2 Piece, Full Port, Dezincification Resistant Lead Free Brass, Threaded Connection, 600 WOG
Lead Free Brass Ball Valves | T-150G | 150-109G | 2-1/2" | 395.682 | 2 Piece, Full Port, Dezincification Resistant Lead Free Brass, Threaded Connection, 600 WOG
Lead Free Brass Ball Valves | T-150G | 150-110G | 3" | 554.904 | 2 Piece, Full Port, Dezincification Resistant Lead Free Brass, Threaded Connection, 600 WOG
Lead Free Brass Ball Valves | T-150G | 150-111G | 4" | 962.8185 | 2 Piece, Full Port, Dezincification Resistant Lead Free Brass, Threaded Connection, 600 WOG
Lead Free Brass Ball Valves | T-150GWH | 150-103G-WH | 1/2" | 19.4549 | 2 Piece, Full Port, Dezincification Resistant Lead Free Brass, Threaded Connection, Stainless Steel Wing Handle, 600 WOG
Lead Free Brass Ball Valves | T-150GWH | 150-104G-WH | 3/4" | 30.1215 | 2 Piece, Full Port, Dezincification Resistant Lead Free Brass, Threaded Connection, Stainless Steel Wing Handle, 600 WOG
Lead Free Brass Ball Valves | T-150GWH | 150-105G-WH | 1" | 43.1887 | 2 Piece, Full Port, Dezincification Resistant Lead Free Brass, Threaded Connection, Stainless Steel Wing Handle, 600 WOG
Lead Free Brass Ball Valves | T-150GWH | 150-106G-WH | 1-1/4" | 68.9271 | 2 Piece, Full Port, Dezincification Resistant Lead Free Brass, Threaded Connection, Stainless Steel Wing Handle, 600 WOG
Lead Free Brass Ball Valves | T-150GWH | 150-107G-WH | 1-1/2" | 93.5836 | 2 Piece, Full Port, Dezincification Resistant Lead Free Brass, Threaded Connection, Stainless Steel Wing Handle, 600 WOG
Lead Free Brass Ball Valves | T-150GWH | 150-108G-WH | 2" | 139.0482 | 2 Piece, Full Port, Dezincification Resistant Lead Free Brass, Threaded Connection, Stainless Steel Wing Handle, 600 WOG
Lead Free Brass Ball Valves | S-150G | 150-113G | 1/2" | 18.711 | 2 Piece, Full Port, Dezincification Resistant Lead Free Brass, Solder Connection, 600 WOG
Lead Free Brass Ball Valves | S-150G | 150-114G | 3/4" | 30.534 | 2 Piece, Full Port, Dezincification Resistant Lead Free Brass, Solder Connection, 600 WOG
Lead Free Brass Ball Valves | S-150G | 150-115G | 1" | 47.7225 | 2 Piece, Full Port, Dezincification Resistant Lead Free Brass, Solder Connection, 600 WOG
Lead Free Brass Ball Valves | S-150G | 150-116G | 1-1/4" | 74.529 | 2 Piece, Full Port, Dezincification Resistant Lead Free Brass, Solder Connection, 600 WOG
Lead Free Brass Ball Valves | S-150G | 150-117G | 1-1/2" | 108.15 | 2 Piece, Full Port, Dezincification Resistant Lead Free Brass, Solder Connection, 600 WOG
Lead Free Brass Ball Valves | S-150G | 150-118G | 2" | 165.8055 | 2 Piece, Full Port, Dezincification Resistant Lead Free Brass, Solder Connection, 600 WOG
Lead Free Brass Ball Valves | S-150G | 150-119G | 2-1/2" | 395.283 | 2 Piece, Full Port, Dezincification Resistant Lead Free Brass, Solder Connection, 600 WOG
Lead Free Brass Ball Valves | S-150G | 150-120G | 3" | 553.539 | 2 Piece, Full Port, Dezincification Resistant Lead Free Brass, Solder Connection, 600 WOG
Lead Free Brass Ball Valves | S-150G | 150-121G | 4" | 962.2725 | 2 Piece, Full Port, Dezincification Resistant Lead Free Brass, Solder Connection, 600 WOG
Lead Free Brass Ball Valves | S-150GWH | 150-113G-WH | 1/2" | 18.0941 | 2 Piece, Full Port, Dezincification Resistant Lead Free Brass, Solder Connection, Stainless Steel Wing Handle, 600 WOG
Lead Free Brass Ball Valves | S-150GWH | 150-114G-WH | 3/4" | 29.5654 | 2 Piece, Full Port, Dezincification Resistant Lead Free Brass, Solder Connection, Stainless Steel Wing Handle, 600 WOG
Lead Free Brass Ball Valves | S-150GWH | 150-115G-WH | 1" | 42.9546 | 2 Piece, Full Port, Dezincification Resistant Lead Free Brass, Solder Connection, Stainless Steel Wing Handle, 600 WOG
Lead Free Brass Ball Valves | S-150GWH | 150-116G-WH | 1-1/4" | 66.6883 | 2 Piece, Full Port, Dezincification Resistant Lead Free Brass, Solder Connection, Stainless Steel Wing Handle, 600 WOG
Lead Free Brass Ball Valves | S-150GWH | 150-117G-WH | 1-1/2" | 92.8666 | 2 Piece, Full Port, Dezincification Resistant Lead Free Brass, Solder Connection, Stainless Steel Wing Handle, 600 WOG
Lead Free Brass Ball Valves | S-150GWH | 150-118G-WH | 2" | 137.7752 | 2 Piece, Full Port, Dezincification Resistant Lead Free Brass, Solder Connection, Stainless Steel Wing Handle, 600 WOG
Lead Free Brass Ball Valves | T-110G | 100-633G | 1/2" | 25.9455 | 2 Piece, Full Port, Dezincification Resistant Lead Free Brass, Threaded Connection, Stainless Steel Ball & Stem, Drain, 600 WOG
Lead Free Brass Ball Valves | T-110G | 100-634G | 3/4" | 38.934 | 2 Piece, Full Port, Dezincification Resistant Lead Free Brass, Threaded Connection, Stainless Steel Ball & Stem, Drain, 600 WOG
Lead Free Brass Ball Valves | T-110G | 100-635G | 1" | 58.5375 | 2 Piece, Full Port, Dezincification Resistant Lead Free Brass, Threaded Connection, Stainless Steel Ball & Stem, Drain, 600 WOG
Lead Free Brass Ball Valves | S-110G | 100-643G | 1/2" | 25.3995 | 2 Piece, Full Port, Dezincification Resistant Lead Free Brass, Solder Connection, Stainless Steel Ball & Stem, Drain, 600 WOG
Lead Free Brass Ball Valves | S-110G | 100-644G | 3/4" | 38.0415 | 2 Piece, Full Port, Dezincification Resistant Lead Free Brass, Solder Connection, Stainless Steel Ball & Stem, Drain, 600 WOG
Lead Free Brass Ball Valves | S-110G | 100-645G | 1" | 58.2015 | 2 Piece, Full Port, Dezincification Resistant Lead Free Brass, Solder Connection, Stainless Steel Ball & Stem, Drain, 600 WOG
Lead Free Brass Ball Valves | JP-110G | 150-233G | 1/2" | 41.37 | 2 Piece, Full Port, Dezincification Resistant Lead Free Brass, Press Connection, Stainless Steel Ball & Stem, Drain, 600 WOG
Lead Free Brass Ball Valves | JP-110G | 150-234G | 3/4" | 56.5425 | 2 Piece, Full Port, Dezincification Resistant Lead Free Brass, Press Connection, Stainless Steel Ball & Stem, Drain, 600 WOG
Lead Free Brass Ball Valves | JP-110G | 150-235G | 1" | 77.5845 | 2 Piece, Full Port, Dezincification Resistant Lead Free Brass, Press Connection, Stainless Steel Ball & Stem, Drain, 600 WOG
Lead Free Brass Ball Valves | C-402G | 102-653G | 1/2" | 32.9385 | 2 Piece, Full Port, Dezincification Resistant Lead Free Brass, Compression Connection, Stainless Steel Ball & Stem, Drain, 600 WOG
Lead Free Brass Ball Valves | C-402G | 102-654G | 3/4" | 47.376 | 2 Piece, Full Port, Dezincification Resistant Lead Free Brass, Compression Connection, Stainless Steel Ball & Stem, Drain, 600 WOG
Lead Free Brass Ball Valves | C-402G | 102-655G | 1" | 70.9695 | 2 Piece, Full Port, Dezincification Resistant Lead Free Brass, Compression Connection, Stainless Steel Ball & Stem, Drain, 600 WOG
Lead Free Brass Ball Valves | C-402G | 102-663G | 1/2" | 31.6575 | 2 Piece, Full Port, Dezincification Resistant Lead Free Brass, Compression Connection, Stainless Steel Ball & Stem, 600 WOG
Lead Free Brass Ball Valves | C-402G | 102-664G | 3/4" | 43.6905 | 2 Piece, Full Port, Dezincification Resistant Lead Free Brass, Compression Connection, Stainless Steel Ball & Stem, 600 WOG
Lead Free Brass Ball Valves | C-402G | 102-665G | 1" | 66.5595 | 2 Piece, Full Port, Dezincification Resistant Lead Free Brass, Compression Connection, Stainless Steel Ball & Stem, 600 WOG
Lead Free Brass Ball Valves | T-422G | 104-523PG | 1/2" | 19.236 | 2 Piece, Standard Port, Dezincification Resistant Lead Free Brass, Expansion Pex Connection, Stainless Steel Ball & Stem, 400 WOG
Lead Free Brass Ball Valves | T-422G | 104-524PG | 3/4" | 30.7545 | 2 Piece, Standard Port, Dezincification Resistant Lead Free Brass, Expansion Pex Connection, Stainless Steel Ball & Stem, 400 WOG
Lead Free Brass Ball Valves | T-422G | 104-525PG | 1" | 48.468 | 2 Piece, Standard Port, Dezincification Resistant Lead Free Brass, Expansion Pex Connection, Stainless Steel Ball & Stem, 400 WOG
Lead Free Brass Ball Valves | T-422G | 104-526PG | 1-1/4" | 72.1875 | 2 Piece, Standard Port, Dezincification Resistant Lead Free Brass, Expansion Pex Connection, Stainless Steel Ball & Stem, 400 WOG
Lead Free Brass Ball Valves | T-422G | 104-527PG | 11/2" | 108.948 | 2 Piece, Standard Port, Dezincification Resistant Lead Free Brass, Expansion Pex Connection, Stainless Steel Ball & Stem, 400 WOG
Lead Free Brass Ball Valves | T-422G | 104-528PG | 2" | 214.3575 | 2 Piece, Standard Port, Dezincification Resistant Lead Free Brass, Expansion Pex Connection, Stainless Steel Ball & Stem, 400 WOG
Lead Free Brass Ball Valves | T-422G | 104-529PG | 2-1/2” | 422.9715 | 2 Piece, Standard Port, Dezincification Resistant Lead Free Brass, Expansion Pex Connection, Stainless Steel Ball & Stem, 400 WOG
Lead Free Brass Ball Valves | T-422G | 104-530PG | 3" | 699.3315 | 2 Piece, Standard Port, Dezincification Resistant Lead Free Brass, Expansion Pex Connection, Stainless Steel Ball & Stem, 400 WOG
Lead Free Brass Ball Valves | S-422G | 104-533PG | 1/2" | 19.257 | 2 Piece, Standard Port, Dezincification Resistant Lead Free Brass, Solder x Expansion Pex Connection, Stainless Steel Ball & Stem, 400 WOG
Lead Free Brass Ball Valves | S-422G | 104-534PG | 3/4" | 29.7045 | 2 Piece, Standard Port, Dezincification Resistant Lead Free Brass, Solder x Expansion Pex Connection, Stainless Steel Ball & Stem, 400 WOG
Lead Free Brass Ball Valves | S-422G | 104-535PG | 1" | 46.9035 | 2 Piece, Standard Port, Dezincification Resistant Lead Free Brass, Solder x Expansion Pex Connection, Stainless Steel Ball & Stem, 400 WOG
Lead Free Brass Ball Valves | T-422G MIP | 104-534MPG | 3/4” | 30.9645 | 2 Piece, Standard Port, Dezincification Resistant Lead Free Brass, MNPT x Expansion Pex Connection, Stainless Steel Ball & Stem, 400 WOG
Lead Free Brass Ball Valves | T-422G FIP | 104-554PG | 3/4” | 30.5865 | 2 Piece, Standard Port, Dezincification Resistant Lead Free Brass, FNPT x Expansion Pex Connection, Stainless Steel Ball & Stem, 400 WOG
Lead Free Brass Ball Valves | T-422G FIP | 104-555PG | 1" | 46.914 | 2 Piece, Standard Port, Dezincification Resistant Lead Free Brass, FNPT x Expansion Pex Connection, Stainless Steel Ball & Stem, 400 WOG
Lead Free Brass Ball Valves | T-422G Press | 104-563PG | 1/2" | 30.387 | 2 Piece, Standard Port, Dezincification Resistant Lead Free Brass, Press x Expansion Pex Connection, Stainless Steel Ball & Stem, 250 WOG
Lead Free Brass Ball Valves | T-422G | 104-564PG | 3/4" | 48.9195 | 2 Piece, Standard Port, Dezincification Resistant Lead Free Brass, Press x Expansion Pex Connection, Stainless Steel Ball & Stem, 250 WOG
Lead Free Brass Ball Valves | T-422G | 104-565PG | 1" | 68.25 | 2 Piece, Standard Port, Dezincification Resistant Lead Free Brass, Press x Expansion Pex Connection, Stainless Steel Ball & Stem, 250 WOG
Lead Free Brass Ball Valves | T-423G | 104-543PG | 1/2" | 23.4885 | 2 Piece, Standard Port, Dezincification Resistant Lead Free Brass, Expansion Pex Connection, Stainless Steel Ball & Stem, Drain, 400 WOG
Lead Free Brass Ball Valves | T-423G | 104-544PG | 3/4" | 35.931 | 2 Piece, Standard Port, Dezincification Resistant Lead Free Brass, Expansion Pex Connection, Stainless Steel Ball & Stem, Drain, 400 WOG
Lead Free Brass Ball Valves | T-423G | 104-545PG | 1" | 48.4575 | 2 Piece, Standard Port, Dezincification Resistant Lead Free Brass, Expansion Pex Connection, Stainless Steel Ball & Stem, Drain, 400 WOG
Lead Free Brass Ball Valves | T-422G T-handle | 104-523PG-TH | 1/2" | 21.5985 | 2 Piece, Standard Port, Dezincification Resistant Lead Free Brass, Expansion Pex Connection, Stainless Steel Ball & Stem, T-Handle, 400 WOG
Lead Free Brass Ball Valves | T-422G T-handle | 104-524PG-TH | 3/4" | 33.3795 | 2 Piece, Standard Port, Dezincification Resistant Lead Free Brass, Expansion Pex Connection, Stainless Steel Ball & Stem, T-Handle, 400 WOG
Lead Free Brass Ball Valves | T-422G T-handle | 104-525PG-TH | 1" | 51.0825 | 2 Piece, Standard Port, Dezincification Resistant Lead Free Brass, Expansion Pex Connection, Stainless Steel Ball & Stem, T-Handle, 400 WOG
Lead Free Brass Ball Valves | T-422G Wing Handle | 104-523PG-WH | 1/2" | 18.5049 | 2 Piece, Standard Port, Dezincification Resistant Lead Free Brass, Expansion Pex Connection, Stainless Steel Ball & Stem, Stainless Steel Wing Handle, 400 WOG
Lead Free Brass Ball Valves | T-422G Wing Handle | 104-524PG-WH | 3/4" | 27.4725 | 2 Piece, Standard Port, Dezincification Resistant Lead Free Brass, Expansion Pex Connection, Stainless Steel Ball & Stem, Stainless Steel Wing Handle, 400 WOG
Lead Free Brass Ball Valves | T-422G Wing Handle | 104-525PG-WH | 1" | 43.5338 | 2 Piece, Standard Port, Dezincification Resistant Lead Free Brass, Expansion Pex Connection, Stainless Steel Ball & Stem, Stainless Steel Wing Handle, 400 WOG
Lead Free Brass Ball Valves | T-422G Wing Handle | 104-526PG-WH | 1-1/4" | 62.008 | 2 Piece, Standard Port, Dezincification Resistant Lead Free Brass, Expansion Pex Connection, Stainless Steel Ball & Stem, Stainless Steel Wing Handle, 400 WOG
Lead Free Brass Ball Valves | T-422G Wing Handle | 104-527PG-WH | 1-1/2" | 93.4946 | 2 Piece, Standard Port, Dezincification Resistant Lead Free Brass, Expansion Pex Connection, Stainless Steel Ball & Stem, Stainless Steel Wing Handle, 400 WOG
Lead Free Brass Ball Valves | T-422G Wing Handle | 104-528PG-WH | 2" | 175.5906 | 2 Piece, Standard Port, Dezincification Resistant Lead Free Brass, Expansion Pex Connection, Stainless Steel Ball & Stem, Stainless Steel Wing Handle, 400 WOG
Lead Free Brass Ball Valves | S-422G T-handle | 104-533PG-TH | 1/2" | 21.6195 | 2 Piece, Standard Port, Dezincification Resistant Lead Free Brass, Solder x Expansion Pex Connection, Stainless Steel Ball & Stem, T-Handle, 400 WOG
Lead Free Brass Ball Valves | S-422G T-handle | 104-534PG-TH | 3/4" | 32.3295 | 2 Piece, Standard Port, Dezincification Resistant Lead Free Brass, Solder x Expansion Pex Connection, Stainless Steel Ball & Stem, T-Handle, 400 WOG
Lead Free Brass Ball Valves | T-422G MIP T-handle | 104-534MPG-TH | 3/4” | 34.0305 | 2 Piece, Standard Port, Dezincification Resistant Lead Free Brass, MNPT x Expansion Pex Connection, Stainless Steel Ball & Stem, T-Handle, 400 WOG
Lead Free Brass Ball Valves | T-422G FIP T-handle | 104-554PG-TH | 3/4” | 33.222 | 2 Piece, Standard Port, Dezincification Resistant Lead Free Brass, FNPT x Expansion Pex Connection, Stainless Steel Ball & Stem, T-Handle, 400 WOG
Lead Free Brass Ball Valves | T-422G FIP T-handle | 104-555PG-TH | 1" | 49.539 | 2 Piece, Standard Port, Dezincification Resistant Lead Free Brass, FNPT x Expansion Pex Connection, Stainless Steel Ball & Stem, T-Handle, 400 WOG
Lead Free Brass Ball Valves | T-423G T-handle | 104-543PG-TH | 1/2" | 25.1265 | 2 Piece, Standard Port, Dezincification Resistant Lead Free Brass, Expansion Pex Connection, Stainless Steel Ball & Stem, T-Handle, Drain, 400 WOG
Lead Free Brass Ball Valves | T-423G T-handle | 104-544PG-TH | 3/4" | 37.401 | 2 Piece, Standard Port, Dezincification Resistant Lead Free Brass, Expansion Pex Connection, Stainless Steel Ball & Stem, T-Handle, Drain, 400 WOG
Lead Free Brass Ball Valves | T-412G | 103-523PG | 1/2" | 15.6135 | 2 Piece, Standard Port, Dezincification Resistant Lead Free Brass, Crimp Pex Connection, 400 WOG
Lead Free Brass Ball Valves | T-412G | 103-524PG | 3/4" | 23.877 | 2 Piece, Standard Port, Dezincification Resistant Lead Free Brass, Crimp Pex Connection, 400 WOG
Lead Free Brass Ball Valves | T-412G | 103-525PG | 1" | 35.5425 | 2 Piece, Standard Port, Dezincification Resistant Lead Free Brass, Crimp Pex Connection, 400 WOG
Lead Free Brass Ball Valves | T-412G | 103-526PG | 1-1/4" | 65.877 | 2 Piece, Standard Port, Dezincification Resistant Lead Free Brass, Crimp Pex Connection, 400 WOG
Lead Free Brass Ball Valves | T-412G | 103-527PG | 1-1/2" | 94.332 | 2 Piece, Standard Port, Dezincification Resistant Lead Free Brass, Crimp Pex Connection, 400 WOG
Lead Free Brass Ball Valves | T-412G | 103-528PG | 2" | 185.598 | 2 Piece, Standard Port, Dezincification Resistant Lead Free Brass, Crimp Pex Connection, 400 WOG
Lead Free Brass Ball Valves | S-412G | 103-533PG | 1/2" | 19.0365 | 2 Piece, Standard Port, Dezincification Resistant Lead Free Brass, Solder x Crimp Pex Connection, 400 WOG
Lead Free Brass Ball Valves | S-412G | 103-534PG | 3/4" | 29.5365 | 2 Piece, Standard Port, Dezincification Resistant Lead Free Brass, Solder x Crimp Pex Connection, 400 WOG
Lead Free Brass Ball Valves | S-412G | 103-535PG | 1" | 44.3415 | 2 Piece, Standard Port, Dezincification Resistant Lead Free Brass, Solder x Crimp Pex Connection, 400 WOG
Lead Free Brass Ball Valves | T-412G MIP | 103-534MPG | 3/4" | 32.55 | 2 Piece, Standard Port, Dezincification Resistant Lead Free Brass, MNPT x Crimp Pex Connection, 400 WOG
Lead Free Brass Ball Valves | T-412G FIP | 103-554PG | 3/4" | 27.4785 | 2 Piece, Standard Port, Dezincification Resistant Lead Free Brass, FNPT x Crimp Pex Connection, 400 WOG
Lead Free Brass Ball Valves | T-412G FIP | 103-555PG | 1" | 40.068 | 2 Piece, Standard Port, Dezincification Resistant Lead Free Brass, FNPT x Crimp Pex Connection, 400 WOG
Lead Free Brass Ball Valves | T-412G PRESS | 103-563PG | 1/2" | 30.387 | 2 Piece, Standard Port, Dezincification Resistant Lead Free Brass, Press x Crimp Pex Connection, 400 WOG
Lead Free Brass Ball Valves | T-412G PRESS | 103-564PG | 3/4" | 48.9195 | 2 Piece, Standard Port, Dezincification Resistant Lead Free Brass, Press x Crimp Pex Connection, 400 WOG
Lead Free Brass Ball Valves | T-412G PRESS | 103-565PG | 1" | 68.25 | 2 Piece, Standard Port, Dezincification Resistant Lead Free Brass, Press x Crimp Pex Connection, 400 WOG
Lead Free Brass Ball Valves | T-413G | 103-543PG | 1/2" | 23.4465 | 2 Piece, Standard Port, Dezincification Resistant Lead Free Brass, Crimp Pex Connection, Drain, 400 WOG
Lead Free Brass Ball Valves | T-413G | 103-544PG | 3/4" | 31.4685 | 2 Piece, Standard Port, Dezincification Resistant Lead Free Brass, Crimp Pex Connection, Drain, 400 WOG
Lead Free Brass Ball Valves | T-412G T-handle | 103-523PG-TH | 1/2" | 17.661 | 2 Piece, Standard Port, Dezincification Resistant Lead Free Brass, Crimp Pex Connection, T-Handle, Drain, 400 WOG
Lead Free Brass Ball Valves | T-412G T-handle | 103-524PG-TH | 3/4" | 27.0165 | 2 Piece, Standard Port, Dezincification Resistant Lead Free Brass, Crimp Pex Connection, T-Handle, Drain, 400 WOG
Lead Free Brass Ball Valves | T-412G T-handle | 103-525PG-TH | 1" | 38.703 | 2 Piece, Standard Port, Dezincification Resistant Lead Free Brass, Crimp Pex Connection, T-Handle, Drain, 400 WOG
Lead Free Brass Ball Valves | T-412G Wing Handle | 103-523PG-WH | 1/2" | 15.1006 | 2 Piece, Standard Port, Dezincification Resistant Lead Free Brass, Crimp Pex Connection, Stainless Steel Wing Handle, 400 WOG
Lead Free Brass Ball Valves | T-412G Wing Handle | 103-524PG-WH | 3/4" | 21.2325 | 2 Piece, Standard Port, Dezincification Resistant Lead Free Brass, Crimp Pex Connection, Stainless Steel Wing Handle, 400 WOG
Lead Free Brass Ball Valves | T-412G Wing Handle | 103-525PG-WH | 1" | 32.154 | 2 Piece, Standard Port, Dezincification Resistant Lead Free Brass, Crimp Pex Connection, Stainless Steel Wing Handle, 400 WOG
Lead Free Brass Ball Valves | T-412G Wing Handle | 103-526PG-WH | 1-1/4" | 54.6475 | 2 Piece, Standard Port, Dezincification Resistant Lead Free Brass, Crimp Pex Connection, Stainless Steel Wing Handle, 400 WOG
Lead Free Brass Ball Valves | T-412G Wing Handle | 103-527PG-WH | 1-1/2" | 82.1054 | 2 Piece, Standard Port, Dezincification Resistant Lead Free Brass, Crimp Pex Connection, Stainless Steel Wing Handle, 400 WOG
Lead Free Brass Ball Valves | T-412G Wing Handle | 103-528PG-WH | 2" | 153.1904 | 2 Piece, Standard Port, Dezincification Resistant Lead Free Brass, Crimp Pex Connection, Stainless Steel Wing Handle, 400 WOG
Lead Free Brass Ball Valves | S-412G T-handle | 103-533PG-TH | 1/2" | 21.378 | 2 Piece, Standard Port, Dezincification Resistant Lead Free Brass, Solder x Crimp Pex Connection, T-Handle, 400 WOG
Lead Free Brass Ball Valves | S-412G T-handle | 103-534PG-TH | 3/4" | 32.697 | 2 Piece, Standard Port, Dezincification Resistant Lead Free Brass, Solder x Crimp Pex Connection, T-Handle, 400 WOG
Lead Free Brass Ball Valves | S-412G T-handle | 103-535PG-TH | 1" | 46.599 | 2 Piece, Standard Port, Dezincification Resistant Lead Free Brass, Solder x Crimp Pex Connection, T-Handle, 400 WOG
Lead Free Brass Ball Valves | T-412G MIP T-handle | 103-534MPG-TH | 3/4" | 35.679 | 2 Piece, Standard Port, Dezincification Resistant Lead Free Brass, MNPT x Crimp Pex Connection, T-Handle, 400 WOG
Lead Free Brass Ball Valves | T-412G FIP T-handle | 103-554PG-TH | 3/4" | 29.4945 | 2 Piece, Standard Port, Dezincification Resistant Lead Free Brass, FNPT x Crimp Pex Connection, T-Handle, 400 WOG
Lead Free Brass Ball Valves | T-412G FIP T-handle | 103-555PG-TH | 1" | 43.9845 | 2 Piece, Standard Port, Dezincification Resistant Lead Free Brass, FNPT x Crimp Pex Connection, T-Handle, 400 WOG
Lead Free Brass Ball Valves | T-413G T-handle | 103-543PG-TH | 1/2" | 25.011 | 2 Piece, Standard Port, Dezincification Resistant Lead Free Brass, Crimp Pex Connection, T-Handle, Drain, 400 WOG
Lead Free Brass Ball Valves | T-413G T-handle | 103-544PG-TH | 3/4" | 33.1065 | 2 Piece, Standard Port, Dezincification Resistant Lead Free Brass, Crimp Pex Connection, T-Handle, Drain, 400 WOG
Lead Free Brass Ball Valves | JF-100GMxF | 100-131G | 1/4" | 20.1075 | 2 Piece, Full Port, Dezincification Resistant Lead Free Brass, MNPT x FNPT Connection, Stainless Steel Ball & Stem, 600 WOG
Lead Free Brass Ball Valves | JF-100GMxF | 100-132G | 3/8" | 20.37 | 2 Piece, Full Port, Dezincification Resistant Lead Free Brass, MNPT x FNPT Connection, Stainless Steel Ball & Stem, 600 WOG
Lead Free Brass Ball Valves | JF-100GMxF | 100-133G | 1/2" | 28.749 | 2 Piece, Full Port, Dezincification Resistant Lead Free Brass, MNPT x FNPT Connection, Stainless Steel Ball & Stem, 600 WOG
Lead Free Brass Ball Valves | JF-100GMxF | 100-134G | 3/4" | 43.323 | 2 Piece, Full Port, Dezincification Resistant Lead Free Brass, MNPT x FNPT Connection, Stainless Steel Ball & Stem, 600 WOG
Lead Free Brass Ball Valves | JF-100GMxF | 100-135G | 1" | 62.8845 | 2 Piece, Full Port, Dezincification Resistant Lead Free Brass, MNPT x FNPT Connection, Stainless Steel Ball & Stem, 600 WOG
Lead Free Brass Ball Valves | JF-100GMxF | 100-136G | 1-1/4” | 101.3775 | 2 Piece, Full Port, Dezincification Resistant Lead Free Brass, MNPT x FNPT Connection, Stainless Steel Ball & Stem, 600 WOG
Lead Free Brass Ball Valves | JF-100GMxF | 100-137G | 1-1/2” | 167.832 | 2 Piece, Full Port, Dezincification Resistant Lead Free Brass, MNPT x FNPT Connection, Stainless Steel Ball & Stem, 600 WOG
Lead Free Brass Ball Valves | JF-100GMxF | 100-138G | 2” | 224.679 | 2 Piece, Full Port, Dezincification Resistant Lead Free Brass, MNPT x FNPT Connection, Stainless Steel Ball & Stem, 600 WOG
Lead Free Brass Ball Valves | JF-100GMXC | 100-143G | 1/2" | 26.124 | 2 Piece, Full Port, Dezincification Resistant Lead Free Brass, FNPT x Solder Connection, 600 WOG
Lead Free Brass Ball Valves | JF-100GMXC | 100-144G | 3/4" | 39.375 | 2 Piece, Full Port, Dezincification Resistant Lead Free Brass, FNPT x Solder Connection, 600 WOG
Lead Free Brass Ball Valves | T-83CG | 100-396G | 1/8" FIP x 1/8” MIP | 15.015 | 2 Piece, Full Port, Mini Ball Valve, Dezincification Resistant Lead Free Brass, Threaded Connection, Stainless Steel Ball & Stem, 600 WOG
Lead Free Brass Ball Valves | T-83CG | 100-397G | 1/8" FIP x 1/8” MIP | 15.015 | 2 Piece, Full Port, Mini Ball Valve, Dezincification Resistant Lead Free Brass, Threaded Connection, Stainless Steel Ball & Stem, 600 WOG
Lead Free Brass Ball Valves | T-83CG | 100-398G | 1/4" FIP x 1/8” MIP | 15.015 | 2 Piece, Full Port, Mini Ball Valve, Dezincification Resistant Lead Free Brass, Threaded Connection, Stainless Steel Ball & Stem, 600 WOG
Lead Free Brass Ball Valves | T-83CG | 100-399G | 1/4" FIP x 1/4” MIP | 15.015 | 2 Piece, Full Port, Mini Ball Valve, Dezincification Resistant Lead Free Brass, Threaded Connection, Stainless Steel Ball & Stem, 600 WOG
Lead Free Brass Ball Valves | T-83CG | 100-400G | 1/4" FIP x 1/4” FIP | 15.015 | 2 Piece, Full Port, Mini Ball Valve, Dezincification Resistant Lead Free Brass, Threaded Connection, Stainless Steel Ball & Stem, 600 WOG
Lead Free Brass Ball Valves | T-83CG T-handle | 100-397G-TH | 1/8" FIP x 1/8” MIP | 15.015 | 2 Piece, Full Port, Mini Ball Valve, Dezincification Resistant Lead Free Brass, Threaded Connection, Stainless Steel Ball & Stem, 600 WOG
Lead Free Brass Ball Valves | T-83CG T-handle | 100-398G-TH | 1/4" FIP x 1/8” MIP | 15.015 | 2 Piece, Full Port, Mini Ball Valve, Dezincification Resistant Lead Free Brass, Threaded Connection, Stainless Steel Ball & Stem, 600 WOG
Lead Free Brass Ball Valves | T-83CG T-handle | 100-399G-TH | 1/4" FIP x 1/4” MIP | 15.015 | 2 Piece, Full Port, Mini Ball Valve, Dezincification Resistant Lead Free Brass, Threaded Connection, Stainless Steel Ball & Stem, 600 WOG
Lead Free Brass Ball Valves | T-83CG T-handle | 100-400G-TH | 1/4" FIP x 1/4” FIP | 15.015 | 2 Piece, Full Port, Mini Ball Valve, Dezincification Resistant Lead Free Brass, Threaded Connection, Stainless Steel Ball & Stem, 600 WOG
Lead Free Brass Ball Valves | T-100HCG | 100-753G | 1/2" | 40.3515 | 2 Piece, Full Port, Dezincification Resistant Lead Free Brass, Threaded x 3/4" Hose Connection, Cap & Strap, 600 WOG
Lead Free Brass Ball Valves | T-100HCG | 100-754G | 3/4" | 54.3165 | 2 Piece, Full Port, Dezincification Resistant Lead Free Brass, Threaded x 3/4" Hose Connection, Cap & Strap, 600 WOG
Lead Free Brass Ball Valves | JP-100HCG | 100-773G | 1/2" | 50.1795 | 2 Piece, Full Port, Dezincification Resistant Lead Free Brass, Press x 3/4" Hose Connection, Cap & Strap, 600 WOG
Lead Free Brass Ball Valves | JP-100HCG | 100-774G | 3/4" | 64.134 | 2 Piece, Full Port, Dezincification Resistant Lead Free Brass, Press x 3/4" Hose Connection, Cap & Strap, 600 WOG
Lead Free Brass Ball Valves | T-100HFG | 100-653G | 1/2" x 3/4" Hose | 37.1175 | 2 Piece, Full Port, Dezincification Resistant Lead Free Brass, FNPT x 3/4" Hose Connection, Cap & Chain, Stainless Steel Ball & Stem, 600 WOG
Lead Free Brass Ball Valves | T-100HFG | 100-654G | 3/4" x 3/4" Hose | 50.1585 | 2 Piece, Full Port, Dezincification Resistant Lead Free Brass, FNPT x 3/4" Hose Connection, Cap & Chain, Stainless Steel Ball & Stem, 600 WOG
Lead Free Brass Ball Valves | S-100HSG | 100-663G | 1/2" x 3/4" Hose | 35.6265 | 2 Piece, Full Port, Dezincification Resistant Lead Free Brass, Solder x 3/4" Hose Connection, Cap & Chain, Stainless Steel Ball & Stem, 600 WOG
Lead Free Brass Ball Valves | S-100HSG | 100-664G | 3/4" x 3/4" Hose | 48.2475 | 2 Piece, Full Port, Dezincification Resistant Lead Free Brass, Solder x 3/4" Hose Connection, Cap & Chain, Stainless Steel Ball & Stem, 600 WOG
Lead Free Brass Ball Valves | P-100HPG | 100-673G | 1/2" x 3/4" Hose | 44.6355 | 2 Piece, Full Port, Dezincification Resistant Lead Free Brass, Press x 3/4" Hose Connection, Cap & Chain, Stainless Steel Ball & Stem, 600 WOG
Lead Free Brass Ball Valves | P-100HPG | 100-674G | 3/4" x 3/4" Hose | 60.291 | 2 Piece, Full Port, Dezincification Resistant Lead Free Brass, Press x 3/4" Hose Connection, Cap & Chain, Stainless Steel Ball & Stem, 600 WOG
Lead Free Brass Ball Valves | JF-100RVG NPT | 100-080RVSSG | 3/4" | 94.143 | 2 Piece, Full Port, Dezincification Resistant Lead Free Brass, Threaded Connection, Stainless Steel Ball & Stem, Thermal Expansion Relief Valve, 600 WOG
Lead Free Brass Ball Valves | JF-100RVG NPT | 100-100RVSSG | 3/4" | 94.143 | 2 Piece, Full Port, Dezincification Resistant Lead Free Brass, Threaded Connection, Stainless Steel Ball & Stem, Thermal Expansion Relief Valve, 600 WOG
Lead Free Brass Ball Valves | JF-100RVG NPT | 100-125RVSSG | 3/4" | 94.143 | 2 Piece, Full Port, Dezincification Resistant Lead Free Brass, Threaded Connection, Stainless Steel Ball & Stem, Thermal Expansion Relief Valve, 600 WOG
Lead Free Brass Ball Valves | JF-100RVG SWT | 101-080RVSSG | 3/4" | 93.3765 | 2 Piece, Full Port, Dezincification Resistant Lead Free Brass, Solder Connection, Stainless Steel Ball & Stem, Thermal Expansion Relief Valve, 600 WOG
Lead Free Brass Ball Valves | JF-100RVG SWT | 101-100RVSSG | 3/4" | 93.3765 | 2 Piece, Full Port, Dezincification Resistant Lead Free Brass, Solder Connection, Stainless Steel Ball & Stem, Thermal Expansion Relief Valve, 600 WOG
Lead Free Brass Ball Valves | JF-100RVG SWT | 101-125RVSSG | 3/4" | 93.3765 | 2 Piece, Full Port, Dezincification Resistant Lead Free Brass, Solder Connection, Stainless Steel Ball & Stem, Thermal Expansion Relief Valve, 600 WOG
Lead Free Brass Ball Valves | JF-100RVG Press | 102-080RVSSG | 3/4" | - | 2 Piece, Full Port, Dezincification Resistant Lead Free Brass, Press Connection, Stainless Steel Ball & Stem, Thermal Expansion Relief Valve, 600 WOG
Lead Free Brass Ball Valves | JF-100RVG Press | 102-100RVSSG | 3/4" | - | 2 Piece, Full Port, Dezincification Resistant Lead Free Brass, Press Connection, Stainless Steel Ball & Stem, Thermal Expansion Relief Valve, 600 WOG
Lead Free Brass Ball Valves | JF-100RVG Press | 102-125RVSSG | 3/4" | - | 2 Piece, Full Port, Dezincification Resistant Lead Free Brass, Press Connection, Stainless Steel Ball & Stem, Thermal Expansion Relief Valve, 600 WOG
Lead Free Brass Ball Valves | JF-100RVG Crimp | 103-080RVSSG | 3/4" | 91.644 | 2 Piece, Full Port, Dezincification Resistant Lead Free Brass, Crimp Pex Connection, Stainless Steel Ball & Stem, Thermal Expansion Relief Valve, 600 WOG
Lead Free Brass Ball Valves | JF-100RVG Crimp | 103-100RVSSG | 3/4" | 91.644 | 2 Piece, Full Port, Dezincification Resistant Lead Free Brass, Crimp Pex Connection, Stainless Steel Ball & Stem, Thermal Expansion Relief Valve, 600 WOG
Lead Free Brass Ball Valves | JF-100RVG Crimp | 103-125RVSSG | 3/4" | 91.644 | 2 Piece, Full Port, Dezincification Resistant Lead Free Brass, Crimp Pex Connection, Stainless Steel Ball & Stem, Thermal Expansion Relief Valve, 600 WOG
Lead Free Brass Ball Valves | JF-100RVG EXP | 104-080RVSSG | 3/4" | 94.143 | 2 Piece, Full Port, Dezincification Resistant Lead Free Brass, Expansion Pex Connection, Stainless Steel Ball & Stem, Thermal Expansion Relief Valve, 600 WOG
Lead Free Brass Ball Valves | JF-100RVG EXP | 104-100RVSSG | 3/4" | 94.143 | 2 Piece, Full Port, Dezincification Resistant Lead Free Brass, Expansion Pex Connection, Stainless Steel Ball & Stem, Thermal Expansion Relief Valve, 600 WOG
Lead Free Brass Ball Valves | JF-100RVG EXP | 104-125RVSSG | 3/4" | 94.143 | 2 Piece, Full Port, Dezincification Resistant Lead Free Brass, Expansion Pex Connection, Stainless Steel Ball & Stem, Thermal Expansion Relief Valve, 600 WOG
Lead Free Brass Ball Valves | JFPG-100 | 100-103JFPG | 1/2" | 37.3275 | 2 Piece, Full Port, Dezincification Resistant Lead Free Brass, Push-Fit Connection, 200 WOG
Lead Free Brass Ball Valves | JFPG-100 | 100-104JFPG | 3/4" | 53.508 | 2 Piece, Full Port, Dezincification Resistant Lead Free Brass, Push-Fit Connection, 200 WOG
Lead Free Brass Ball Valves | JFPG-100 | 100-105JFPG | 1" | 94.8045 | 2 Piece, Full Port, Dezincification Resistant Lead Free Brass, Push-Fit Connection, 200 WOG
Lead Free Brass Ball Valves | S-155G | 150-603G | 1/2" | 30.534 | 2 Piece, Full Port, Dezincification Resistant Lead Free Brass, CPVC Connection, 150 WOG
Lead Free Brass Ball Valves | S-155G | 150-604G | 3/4" | 46.137 | 2 Piece, Full Port, Dezincification Resistant Lead Free Brass, CPVC Connection, 150 WOG
Lead Free Brass Ball Valves | S-155G | 150-605G | 1" | 77.133 | 2 Piece, Full Port, Dezincification Resistant Lead Free Brass, CPVC Connection, 150 WOG
Lead Free Brass Ball Valves | S-165G | 150-663G | 1/2" | 34.608 | 2 Piece, Full Port, Dezincification Resistant Lead Free Brass, CPVC Connection, Drain, 150 WOG
Lead Free Brass Ball Valves | S-165G | 150-664G | 3/4" | 50.883 | 2 Piece, Full Port, Dezincification Resistant Lead Free Brass, CPVC Connection, Drain, 150 WOG
Lead Free Brass Ball Valves | S-165G | 150-665G | 1" | 84.42 | 2 Piece, Full Port, Dezincification Resistant Lead Free Brass, CPVC Connection, Drain, 150 WOG
Lead Free Dielectric Union | Dielectric Union FIP x Solder LF | 701-103G | 1/2" | 14.7586 | Dielectric Union, Dezincification Resistant Lead Free Brass, Solder x Galvanized FNPT Connection, BUNA Seats, 250 PSI
Lead Free Dielectric Union | Dielectric Union FIP x Solder LF | 701-104G | 3/4" | 19.2385 | Dielectric Union, Dezincification Resistant Lead Free Brass, Solder x Galvanized FNPT Connection, BUNA Seats, 250 PSI
Lead Free Dielectric Union | Dielectric Union FIP x Solder LF | 701-105G | 1" | 27.6642 | Dielectric Union, Dezincification Resistant Lead Free Brass, Solder x Galvanized FNPT Connection, BUNA Seats, 250 PSI
Lead Free Dielectric Union | Dielectric Union FIP x Solder LF | 701-106G | 1-1/4" | 40.4826 | Dielectric Union, Dezincification Resistant Lead Free Brass, Solder x Galvanized FNPT Connection, BUNA Seats, 250 PSI
Lead Free Dielectric Union | Dielectric Union FIP x Solder LF | 701-107G | 1-1/2" | 59.4486 | Dielectric Union, Dezincification Resistant Lead Free Brass, Solder x Galvanized FNPT Connection, BUNA Seats, 250 PSI
Lead Free Dielectric Union | Dielectric Union FIP x Solder LF | 701-108G | 2" | 99.8113 | Dielectric Union, Dezincification Resistant Lead Free Brass, Solder x Galvanized FNPT Connection, BUNA Seats, 250 PSI
Lead Free Dielectric Union | Dielectric Union MIP x Solder LF | 701-304G | 3/4" | 26.7268 | Dielectric Union, Dezincification Resistant Lead Free Brass, Solder x Galvanized FNPT Connection, BUNA Seats, 250 PSI
Lead Free Dielectric Union | Dielectric Union MIP x Solder LF | 701-306G | 1" | 37.4851 | Dielectric Union, Dezincification Resistant Lead Free Brass, Solder x Galvanized FNPT Connection, BUNA Seats, 250 PSI
Lead Free Dielectric Union | Dielectric Union FIP x FIP LF | 701-503G | 1/2" | 23.6094 | Dielectric Union, Dezincification Resistant Lead Free Brass, FNPT x Galvanized FNPT Connection, BUNA Seats, 250 PSI
Lead Free Dielectric Union | Dielectric Union FIP x FIP LF | 701-504G | 3/4" | 33.0706 | Dielectric Union, Dezincification Resistant Lead Free Brass, FNPT x Galvanized FNPT Connection, BUNA Seats, 250 PSI
Lead Free Dielectric Union | Dielectric Union FIP x FIP LF | 701-505G | 1" | 50.4125 | Dielectric Union, Dezincification Resistant Lead Free Brass, FNPT x Galvanized FNPT Connection, BUNA Seats, 250 PSI
Lead Free Dielectric Union | Dielectric Union Press x FIP | 701-703G | 1/2" | 28.9177 | Dielectric Union, Dezincification Resistant Lead Free Brass, Press x Galvanized FNPT Connection, BUNA Seats, 250 PSI
Lead Free Dielectric Union | Dielectric Union Press x FIP | 701-704G | 3/4" | 36.2534 | Dielectric Union, Dezincification Resistant Lead Free Brass, Press x Galvanized FNPT Connection, BUNA Seats, 250 PSI
Lead Free Dielectric Union | Dielectric Union Press x FIP | 701-705G | 1" | 50.8049 | Dielectric Union, Dezincification Resistant Lead Free Brass, Press x Galvanized FNPT Connection, BUNA Seats, 250 PSI
Lead Free Dielectric Union | Dielectric Union Press x FIP | 701-706G | 1-1/4" | 69.3676 | Dielectric Union, Dezincification Resistant Lead Free Brass, Press x Galvanized FNPT Connection, BUNA Seats, 250 PSI
Lead Free Dielectric Union | Dielectric Union Press x FIP | 701-707G | 1-1/2" | 98.4706 | Dielectric Union, Dezincification Resistant Lead Free Brass, Press x Galvanized FNPT Connection, BUNA Seats, 250 PSI
Lead Free Dielectric Union | Dielectric Union Press x FIP | 701-708G | 2" | 164.1322 | Dielectric Union, Dezincification Resistant Lead Free Brass, Press x Galvanized FNPT Connection, BUNA Seats, 250 PSI
Lead Free Dielectric Union | Dielectric Union Press x MIP | 701-803G | 1/2" | 34.2696 | Dielectric Union, Dezincification Resistant Lead Free Brass, Press x Galvanized MNPT Connection, BUNA Seats, 250 PSI
Lead Free Dielectric Union | Dielectric Union Press x MIP | 701-804G | 3/4" | 42.1176 | Dielectric Union, Dezincification Resistant Lead Free Brass, Press x Galvanized MNPT Connection, BUNA Seats, 250 PSI
Lead Free Low Pressure | T-653G | 203-204G | 3/4" | 23.2497 | Vacuum Breaker, Dezincification Resistant Lead Free Brass, 3/4" Hose Connection
Lead Free Low Pressure | P-521G | 105-623G | 1/2" | 31.937 | Inline Check Valve, Dezincification Resistant Lead Free Brass, Press Connection, Class 150, 300 WOG
Lead Free Low Pressure | P-521G | 105-624G | 3/4" | 41.5726 | Inline Check Valve, Dezincification Resistant Lead Free Brass, Press Connection, Class 150, 300 WOG
Lead Free Low Pressure | P-521G | 105-625G | 1" | 61.0073 | Inline Check Valve, Dezincification Resistant Lead Free Brass, Press Connection, Class 150, 300 WOG
Lead Free Low Pressure | P-521G | 105-626G | 1-1/4" | 99.9203 | Inline Check Valve, Dezincification Resistant Lead Free Brass, Press Connection, Class 150, 300 WOG
Lead Free Low Pressure | P-521G | 105-627G | 1-1/2" | 122.0582 | Inline Check Valve, Dezincification Resistant Lead Free Brass, Press Connection, Class 150, 300 WOG
Lead Free Low Pressure | P-521G | 105-628G | 2" | 187.48 | Inline Check Valve, Dezincification Resistant Lead Free Brass, Press Connection, Class 150, 300 WOG
Lead Free Low Pressure | T-521G | 105-603G | 1/2" | 27.7732 | Inline Check Valve, Dezincification Resistant Lead Free Brass, Threaded Connection, Class 150, 300 WOG
Lead Free Brass Low Pressure | T-521G | 105-604G | 3/4" | 36.8965 | Inline Check Valve, Dezincification Resistant Lead Free Brass, Threaded Connection, Class 150, 300 WOG
Lead Free Brass Low Pressure | T-521G | 105-605G | 1" | 55.2739 | Inline Check Valve, Dezincification Resistant Lead Free Brass, Threaded Connection, Class 150, 300 WOG
Lead Free Brass Low Pressure | T-521G | 105-606G | 1-1/4" | 92.7808 | Inline Check Valve, Dezincification Resistant Lead Free Brass, Threaded Connection, Class 150, 300 WOG
Lead Free Brass Low Pressure | T-521G | 105-607G | 1-1/2" | 102.6344 | Inline Check Valve, Dezincification Resistant Lead Free Brass, Threaded Connection, Class 150, 300 WOG
Lead Free Brass Low Pressure | T-521G | 105-608G | 2" | 173.528 | Inline Check Valve, Dezincification Resistant Lead Free Brass, Threaded Connection, Class 150, 300 WOG
Lead Free Brass Low Pressure | S-521G | 105-613G | 1/2" | 28.1874 | Inline Check Valve, Dezincification Resistant Lead Free Brass, Solder Connection, Class 150, 300 WOG
Lead Free Brass Low Pressure | S-521G | 105-614G | 3/4" | 37.2889 | Inline Check Valve, Dezincification Resistant Lead Free Brass, Solder Connection, Class 150, 300 WOG
Lead Free Brass Low Pressure | S-521G | 105-615G | 1" | 55.1431 | Inline Check Valve, Dezincification Resistant Lead Free Brass, Solder Connection, Class 150, 300 WOG
Lead Free Brass Low Pressure | S-521G | 105-616G | 1-1/4" | 94.0888 | Inline Check Valve, Dezincification Resistant Lead Free Brass, Solder Connection, Class 150, 300 WOG
Lead Free Brass Low Pressure | S-521G | 105-617G | 1-1/2" | 104.4874 | Inline Check Valve, Dezincification Resistant Lead Free Brass, Solder Connection, Class 150, 300 WOG
Lead Free Brass Low Pressure | S-521G | 105-618G | 2" | 175.2829 | Inline Check Valve, Dezincification Resistant Lead Free Brass, Solder Connection, Class 150, 300 WOG
Lead Free Brass Low Pressure | E-521G | 105-633G | 1/2" | 31.2721 | Inline Check Valve, Dezincification Resistant Lead Free Brass, Expansion Pex Connection, Class 150, 300 WOG
Lead Free Brass Low Pressure | E-521G | 105-634G | 3/4" | 40.3627 | Inline Check Valve, Dezincification Resistant Lead Free Brass, Expansion Pex Connection, Class 150, 300 WOG
Lead Free Brass Low Pressure | E-521G | 105-635G | 1" | 60.8983 | Inline Check Valve, Dezincification Resistant Lead Free Brass, Expansion Pex Connection, Class 150, 300 WOG
Lead Free Bronze Low Pressure | T-511G | 105-303G | 1/2" | 45.1369 | Y-Pattern Swing Check Valve, Lead Free Bronze, Threaded Connection, Class 150, 300 WOG
Lead Free Bronze Low Pressure | T-511G | 105-304G | 3/4" | 69.76 | Y-Pattern Swing Check Valve, Lead Free Bronze, Threaded Connection, Class 150, 300 WOG
Lead Free Bronze Low Pressure | T-511G | 105-305G | 1" | 102.0567 | Y-Pattern Swing Check Valve, Lead Free Bronze, Threaded Connection, Class 150, 300 WOG
Lead Free Bronze Low Pressure | T-511G | 105-306G | 1-1/4" | 144.6757 | Y-Pattern Swing Check Valve, Lead Free Bronze, Threaded Connection, Class 150, 300 WOG
Lead Free Bronze Low Pressure | T-511G | 105-307G | 1-1/2" | 205.7048 | Y-Pattern Swing Check Valve, Lead Free Bronze, Threaded Connection, Class 150, 300 WOG
Lead Free Bronze Low Pressure | T-511G | 105-308G | 2" | 309.7453 | Y-Pattern Swing Check Valve, Lead Free Bronze, Threaded Connection, Class 150, 300 WOG
Lead Free Bronze Low Pressure | S-511G | 105-403G | 1/2" | 45.1369 | Y-pattern Swing Check Valve, Lead Free Bronze, Solder Connection, Class 150, 300 WOG
Lead Free Bronze Low Pressure | S-511G | 105-404G | 3/4" | 69.76 | Y-pattern Swing Check Valve, Lead Free Bronze, Solder Connection, Class 150, 300 WOG
Lead Free Bronze Low Pressure | S-511G | 105-405G | 1" | 102.0567 | Y-pattern Swing Check Valve, Lead Free Bronze, Solder Connection, Class 150, 300 WOG
Lead Free Bronze Low Pressure | S-511G | 105-406G | 1-1/4" | 144.6757 | Y-pattern Swing Check Valve, Lead Free Bronze, Solder Connection, Class 150, 300 WOG
Lead Free Bronze Low Pressure | S-511G | 105-407G | 1-1/2" | 205.7048 | Y-pattern Swing Check Valve, Lead Free Bronze, Solder Connection, Class 150, 300 WOG
Lead Free Bronze Low Pressure | S-511G | 105-408G | 2" | 309.7453 | Y-pattern Swing Check Valve, Lead Free Bronze, Solder Connection, Class 150, 300 WOG
Lead Free Bronze Low Pressure | P-511G | 105-553G | 1/2" | 66.8061 | Y-pattern Swing Check Valve, Lead Free Bronze, Press Connection, Class 150, 300 WOG
Lead Free Bronze Low Pressure | P-511G | 105-554G | 3/4" | 103.2448 | Y-pattern Swing Check Valve, Lead Free Bronze, Press Connection, Class 150, 300 WOG
Lead Free Bronze Low Pressure | P-511G | 105-555G | 1" | 175.5336 | Y-pattern Swing Check Valve, Lead Free Bronze, Press Connection, Class 150, 300 WOG
Lead Free Bronze Low Pressure | P-511G | 105-556G | 1-1/4" | 245.9585 | Y-pattern Swing Check Valve, Lead Free Bronze, Press Connection, Class 150, 300 WOG
Lead Free Bronze Low Pressure | P-511G | 105-557G | 1-1/2" | 353.814 | Y-pattern Swing Check Valve, Lead Free Bronze, Press Connection, Class 150, 300 WOG
Lead Free Bronze Low Pressure | P-511G | 105-558G | 2" | 532.7593 | Y-pattern Swing Check Valve, Lead Free Bronze, Press Connection, Class 150, 300 WOG
Lead Free Brass Low Pressure | P-501G | 105-003G | 1/2" | 65.9232 | Horizontal Swing Check Valve, Dezincification Resistant Lead Free Brass, Press Connection, 200 WOG
Lead Free Brass Low Pressure | P-501G | 105-004G | 3/4" | 90.8079 | Horizontal Swing Check Valve, Dezincification Resistant Lead Free Brass, Press Connection, 200 WOG
Lead Free Brass Low Pressure | P-501G | 105-005G | 1" | 115.2348 | Horizontal Swing Check Valve, Dezincification Resistant Lead Free Brass, Press Connection, 200 WOG
Lead Free Brass Low Pressure | P-501G | 105-006G | 1-1/4" | 164.6227 | Horizontal Swing Check Valve, Dezincification Resistant Lead Free Brass, Press Connection, 200 WOG
Lead Free Brass Low Pressure | P-501G | 105-007G | 1-1/2" | 240.7483 | Horizontal Swing Check Valve, Dezincification Resistant Lead Free Brass, Press Connection, 200 WOG
Lead Free Brass Low Pressure | P-501G | 105-008G | 2" | 354.7841 | Horizontal Swing Check Valve, Dezincification Resistant Lead Free Brass, Press Connection, 200 WOG
Lead Free Brass Low Pressure | T-501G | 105-103G | 1/2" | 24.2416 | Horizontal Swing Check Valve, Dezincification Resistant Lead Free Brass, Threaded Connection, 200 WOG
Lead Free Brass Low Pressure | T-501G | 105-104G | 3/4" | 31.5337 | Horizontal Swing Check Valve, Dezincification Resistant Lead Free Brass, Threaded Connection, 200 WOG
Lead Free Brass Low Pressure | T-501G | 105-105G | 1" | 42.4228 | Horizontal Swing Check Valve, Dezincification Resistant Lead Free Brass, Threaded Connection, 200 WOG
Lead Free Brass Low Pressure | T-501G | 105-106G | 1-1/4" | 71.4386 | Horizontal Swing Check Valve, Dezincification Resistant Lead Free Brass, Threaded Connection, 200 WOG
Lead Free Brass Low Pressure | T-501G | 105-107G | 1-1/2" | 90.4809 | Horizontal Swing Check Valve, Dezincification Resistant Lead Free Brass, Threaded Connection, 200 WOG
Lead Free Brass Low Pressure | T-501G | 105-108G | 2" | 143.3132 | Horizontal Swing Check Valve, Dezincification Resistant Lead Free Brass, Threaded Connection, 200 WOG
Lead Free Brass Low Pressure | T-501G | 105-109G | 2-1/2" | 306.5407 | Horizontal Swing Check Valve, Dezincification Resistant Lead Free Brass, Threaded Connection, 200 WOG
Lead Free Brass Low Pressure | T-501G | 105-110G | 3" | 435.5749 | Horizontal Swing Check Valve, Dezincification Resistant Lead Free Brass, Threaded Connection, 200 WOG
Lead Free Brass Low Pressure | T-501G | 105-111G | 4" | 637.3448 | Horizontal Swing Check Valve, Dezincification Resistant Lead Free Brass, Threaded Connection, 200 WOG
Lead Free Brass Low Pressure | S-501G | 105-203G | 1/2" | 24.2416 | Horizontal Swing Check Valve, Dezincification Resistant Lead Free Brass, Solder Connection, 200 WOG
Lead Free Brass Low Pressure | S-501G | 105-204G | 3/4" | 31.5337 | Horizontal Swing Check Valve, Dezincification Resistant Lead Free Brass, Solder Connection, 200 WOG
Lead Free Brass Low Pressure | S-501G | 105-205G | 1" | 42.4228 | Horizontal Swing Check Valve, Dezincification Resistant Lead Free Brass, Solder Connection, 200 WOG
Lead Free Brass Low Pressure | S-501G | 105-206G | 1-1/4" | 71.4386 | Horizontal Swing Check Valve, Dezincification Resistant Lead Free Brass, Solder Connection, 200 WOG
Lead Free Brass Low Pressure | S-501G | 105-207G | 1-1/2" | 90.4809 | Horizontal Swing Check Valve, Dezincification Resistant Lead Free Brass, Solder Connection, 200 WOG
Lead Free Brass Low Pressure | S-501G | 105-208G | 2" | 143.3132 | Horizontal Swing Check Valve, Dezincification Resistant Lead Free Brass, Solder Connection, 200 WOG
Lead Free Brass Low Pressure | S-501G | 105-209G | 2-1/2" | 306.5407 | Horizontal Swing Check Valve, Dezincification Resistant Lead Free Brass, Solder Connection, 200 WOG
Lead Free Brass Low Pressure | S-501G | 105-210G | 3" | 435.5749 | Horizontal Swing Check Valve, Dezincification Resistant Lead Free Brass, Solder Connection, 200 WOG
Lead Free Brass Low Pressure | T-301G | 103-303G | 1/2" | 30.52 | Gate Valve, Non-rising Stem, Dezincification Resistant Lead Free Brass, Threaded Connection, 200 WOG
Lead Free Brass Low Pressure | T-301G | 103-304G | 3/4" | 41.8778 | Gate Valve, Non-rising Stem, Dezincification Resistant Lead Free Brass, Threaded Connection, 200 WOG
Lead Free Brass Low Pressure | T-301G | 103-305G | 1" | 62.2281 | Gate Valve, Non-rising Stem, Dezincification Resistant Lead Free Brass, Threaded Connection, 200 WOG
Lead Free Brass Low Pressure | T-301G | 103-306G | 1-1/4" | 87.7559 | Gate Valve, Non-rising Stem, Dezincification Resistant Lead Free Brass, Threaded Connection, 200 WOG
Lead Free Brass Low Pressure | T-301G | 103-307G | 1-1/2" | 111.5615 | Gate Valve, Non-rising Stem, Dezincification Resistant Lead Free Brass, Threaded Connection, 200 WOG
Lead Free Brass Low Pressure | T-301G | 103-308G | 2" | 169.7893 | Gate Valve, Non-rising Stem, Dezincification Resistant Lead Free Brass, Threaded Connection, 200 WOG
Lead Free Brass Low Pressure | S-301G | 103-403G | 1/2" | 30.52 | Gate Valve, Non-rising Stem, Dezincification Resistant Lead Free Brass, Solder Connection, 200 WOG
Lead Free Brass Low Pressure | S-301G | 103-404G | 3/4" | 41.8778 | Gate Valve, Non-rising Stem, Dezincification Resistant Lead Free Brass, Solder Connection, 200 WOG
Lead Free Brass Low Pressure | S-301G | 103-405G | 1" | 62.2281 | Gate Valve, Non-rising Stem, Dezincification Resistant Lead Free Brass, Solder Connection, 200 WOG
Lead Free Brass Low Pressure | S-301G | 103-406G | 1-1/4" | 87.7559 | Gate Valve, Non-rising Stem, Dezincification Resistant Lead Free Brass, Solder Connection, 200 WOG
Lead Free Brass Low Pressure | S-301G | 103-407G | 1-1/2" | 111.5615 | Gate Valve, Non-rising Stem, Dezincification Resistant Lead Free Brass, Solder Connection, 200 WOG
Lead Free Brass Low Pressure | S-301G | 103-408G | 2" | 169.7893 | Gate Valve, Non-rising Stem, Dezincification Resistant Lead Free Brass, Solder Connection, 200 WOG
Lead Free Brass Low Pressure | T-351G | 103-353G | 1/2" | 47.1207 | Gate Valve, Rising Stem, Lead Free Bronze, Threaded Connection, 300 WOG
Lead Free Brass Low Pressure | T-351G | 103-354G | 3/4" | 69.3349 | Gate Valve, Rising Stem, Lead Free Bronze, Threaded Connection, 300 WOG
Lead Free Brass Low Pressure | T-351G | 103-355G | 1" | 101.6425 | Gate Valve, Rising Stem, Lead Free Bronze, Threaded Connection, 300 WOG
Lead Free Brass Low Pressure | T-351G | 103-356G | 1-1/4" | 139.1385 | Gate Valve, Rising Stem, Lead Free Bronze, Threaded Connection, 300 WOG
Lead Free Brass Low Pressure | T-351G | 103-357G | 1-1/2" | 186.3246 | Gate Valve, Rising Stem, Lead Free Bronze, Threaded Connection, 300 WOG
Lead Free Brass Low Pressure | T-351G | 103-358G | 2" | 299.1614 | Gate Valve, Rising Stem, Lead Free Bronze, Threaded Connection, 300 WOG
Lead Free Brass Low Pressure | S-351G | 103-453G | 1/2" | 47.1207 | Gate Valve, Rising Stem, Lead Free Bronze, Solder Connection, 300 WOG
Lead Free Brass Low Pressure | S-351G | 103-454G | 3/4" | 69.3349 | Gate Valve, Rising Stem, Lead Free Bronze, Solder Connection, 300 WOG
Lead Free Brass Low Pressure | S-351G | 103-455G | 1" | 101.6425 | Gate Valve, Rising Stem, Lead Free Bronze, Solder Connection, 300 WOG
Lead Free Brass Low Pressure | S-351G | 103-456G | 1-1/4" | 139.1385 | Gate Valve, Rising Stem, Lead Free Bronze, Solder Connection, 300 WOG
Lead Free Brass Low Pressure | S-351G | 103-457G | 1-1/2" | 186.3246 | Gate Valve, Rising Stem, Lead Free Bronze, Solder Connection, 300 WOG
Lead Free Brass Low Pressure | S-351G | 103-458G | 2" | 299.1614 | Gate Valve, Rising Stem, Lead Free Bronze, Solder Connection, 300 WOG
Lead Free Brass Low Pressure | T-621G | 201-003G | 1/2" | 26.9557 | Boiler Drain, Dezincification Resistant Lead Free Brass, MNPT Connection, 125 WOG
Lead Free Brass Low Pressure | T-621G | 201-004G | 3/4" | 27.8059 | Boiler Drain, Dezincification Resistant Lead Free Brass, MNPT Connection, 125 WOG
Lead Free Brass Low Pressure | T-622G | 201-103G | 1/2" | 26.0837 | Boiler Drain, Dezincification Resistant Lead Free Brass, FNPT Connection, 125 WOG
Lead Free Brass Low Pressure | T-622G | 201-104G | 3/4" | 28.1983 | Boiler Drain, Dezincification Resistant Lead Free Brass, FNPT Connection, 125 WOG
Lead Free Brass Low Pressure | T-624G | 201-123G | 1/2" | 27.3154 | Boiler Drain, Dezincification Resistant Lead Free Brass, Crimp Pex Connection, 125 WOG
Lead Free Brass Low Pressure | T-623G | 201-113G | 1/2" | - | Boiler Drain, Dezincification Resistant Lead Free Brass, Compression Connection, 125 WOG
Lead Free Brass Low Pressure | P-623G | 201-133G | 1/2" | 26.7159 | Boiler Drain, Dezincification Resistant Lead Free Brass, Press Connection, 125 WOG
Lead Free Brass Low Pressure | P-623G | 201-134G | 3/4" | 27.5552 | Boiler Drain, Dezincification Resistant Lead Free Brass, Press Connection, 125 WOG
Lead Free Brass Low Pressure | T-601G | 200-003G | 1/2" | - | Stop Valve, Lead Free Brass, Threaded Connection, 200 WOG
Lead Free Brass Low Pressure | T-601G | 200-004G | 3/4" | - | Stop Valve, Lead Free Brass, Threaded Connection, 200 WOG
Lead Free Brass Low Pressure | S-601G | 200-103G | 1/2" | - | Stop Valve, Lead Free Brass, Solder Connection, 200 WOG
Lead Free Brass Low Pressure | S-601G | 200-104G | 3/4" | - | Stop Valve, Lead Free Brass, Solder Connection, 200 WOG
Lead Free Brass Low Pressure | T-611G | 200-203G | 1/2" | - | Stop & Waste Valve, Lead Free Brass, Threaded Connection, 200 WOG
Lead Free Brass Low Pressure | T-611G | 200-204G | 3/4" | - | Stop & Waste Valve, Lead Free Brass, Threaded Connection, 200 WOG
Lead Free Brass Low Pressure | S-611G | 200-303G | 1/2" | - | Stop & Waste Valve, Lead Free Brass, Solder Connection, 200 WOG
Lead Free Brass Low Pressure | S-611G | 200-304G | 3/4" | - | Stop & Waste Valve, Lead Free Brass, Solder Connection, 200 WOG
Lead Free Brass Low Pressure | T-641G | 202-003G | 1/2" | 21.0043 | Sillcock, Dezincification Resistant Lead Free Brass, FNPT x 3/4" Hose Connection, 125 WOG
Lead Free Brass Low Pressure | T-641G | 202-004G | 3/4" | 22.9009 | Sillcock, Dezincification Resistant Lead Free Brass, FNPT x 3/4" Hose Connection, 125 WOG
Lead Free Brass Low Pressure | S-641G | 202-103G | 1/2" | 22.2578 | Sillcock, Dezincification Resistant Lead Free Brass, Solder x 3/4" Hose Connection, 125 WOG
Lead Free Brass Low Pressure | S-641G | 202-104G | 3/4" | 22.4104 | Sillcock, Dezincification Resistant Lead Free Brass, Solder x 3/4" Hose Connection, 125 WOG
Lead Free Brass Low Pressure | T-632G | 201-205G | 1/2" | 27.5443 | Quarter Turn Hose Bibb, Nickel Plated Finish, MNPT x 3/4" Hose Connection, Internal Solder, T-Handle, 200 WOG
Lead Free Brass Low Pressure | T-632G | 201-206G | 3/4" | 29.5172 | Quarter Turn Hose Bibb, Nickel Plated Finish, MNPT x 3/4" Hose Connection, T-Handle, 200 WOG
Lead Free Brass Low Pressure | T-632G | 201-215G | 1/2" | 26.3235 | Quarter Turn Hose Bibb, Dezincification Resistant Lead Free Brass, MNPT x 3/4" Hose Connection, Internal Solder, Lever Handle, 200 WOG
Lead Free Brass Low Pressure | T-632G | 201-216G | 3/4" | 26.5088 | Quarter Turn Hose Bibb, Dezincification Resistant Lead Free Brass, MNPT x 3/4" Hose Connection, Lever Handle, 200 WOG
Lead Free Brass Low Pressure | T-632NKG | 201-207G | 1/2" | 23.2824 | Quarter Turn Hose Bibb, No Kink, Nickel Plated Finish, MNPT x 3/4" Hose Connection, Internal Solder, T-Handle, 200 WOG
Lead Free Brass Low Pressure | T-632NKG | 201-208G | 3/4" | 24.961 | Quarter Turn Hose Bibb, No Kink, Nickel Plated Finish, MNPT x 3/4" Hose Connection, T-Handle, 200 WOG
Lead Free Brass Low Pressure | T-632NKG | 201-217G | 1/2" | 27.5443 | Quarter Turn Hose Bibb, No Kink, Dezincification Resistant Lead Free Brass, MNPT x 3/4" Hose Connection, Internal Solder, Lever Handle, 200 WOG
Lead Free Brass Low Pressure | T-632NKG | 201-218G | 3/4" | 29.5172 | Quarter Turn Hose Bibb, No Kink, Dezincification Resistant Lead Free Brass, MNPT x 3/4" Hose Connection, Lever Handle, 200 WOG
Lead Free Brass Low Pressure | P-632NKG | 201-203G | 1/2" | 28.8741 | Quarter Turn Hose Bibb, No Kink, Dezincification Resistant Lead Free Brass, Press x 3/4" Hose Connection, Lever Handle, 200 WOG
Lead Free Brass Low Pressure | P-632NKG | 201-204G | 3/4" | 30.956 | Quarter Turn Hose Bibb, No Kink, Dezincification Resistant Lead Free Brass, Press x 3/4" Hose Connection, Lever Handle, 200 WOG
Lead Free Bronze Low Pressure | T-651G | 106-303G | 1/2" | 51.4807 | Y-Strainer, Lead Free Bronze, Threaded Connection, Stainless Steel Screen, 20 Mesh, 150 WOG
Lead Free Bronze Low Pressure | T-651G | 106-304G | 3/4" | 79.0141 | Y-Strainer, Lead Free Bronze, Threaded Connection, Stainless Steel Screen, 20 Mesh, 150 WOG
Lead Free Bronze Low Pressure | T-651G | 106-305G | 1" | 120.6303 | Y-Strainer, Lead Free Bronze, Threaded Connection, Stainless Steel Screen, 20 Mesh, 150 WOG
Lead Free Bronze Low Pressure | T-651G | 106-306G | 1-1/4" | 179.5993 | Y-Strainer, Lead Free Bronze, Threaded Connection, Stainless Steel Screen, 20 Mesh, 150 WOG
Lead Free Bronze Low Pressure | T-651G | 106-307G | 1-1/2" | 225.9243 | Y-Strainer, Lead Free Bronze, Threaded Connection, Stainless Steel Screen, 20 Mesh, 150 WOG
Lead Free Bronze Low Pressure | T-651G | 106-308G | 2" | 356.7134 | Y-Strainer, Lead Free Bronze, Threaded Connection, Stainless Steel Screen, 20 Mesh, 150 WOG
Lead Free Bronze Low Pressure | T-651G | 106-309G | 2-1/2" | 581.6131 | Y-Strainer, Lead Free Bronze, Threaded Connection, Stainless Steel Screen, 20 Mesh, 150 WOG
Lead Free Bronze Low Pressure | T-651G | 106-310G | 3" | 862.2009 | Y-Strainer, Lead Free Bronze, Threaded Connection, Stainless Steel Screen, 20 Mesh, 150 WOG
Lead Free Bronze Low Pressure | S-651G | 106-403G | 1/2" | 51.4807 | Y-Strainer, Lead Free Bronze, Solder Connection, Stainless Steel Screen, 20 Mesh, 150 WOG
Lead Free Bronze Low Pressure | S-651G | 106-404G | 3/4" | 79.0141 | Y-Strainer, Lead Free Bronze, Solder Connection, Stainless Steel Screen, 20 Mesh, 150 WOG
Lead Free Bronze Low Pressure | S-651G | 106-405G | 1" | 120.6303 | Y-Strainer, Lead Free Bronze, Solder Connection, Stainless Steel Screen, 20 Mesh, 150 WOG
Lead Free Bronze Low Pressure | S-651G | 106-406G | 1-1/4" | 179.5993 | Y-Strainer, Lead Free Bronze, Solder Connection, Stainless Steel Screen, 20 Mesh, 150 WOG
Lead Free Bronze Low Pressure | S-651G | 106-407G | 1-1/2" | 225.9243 | Y-Strainer, Lead Free Bronze, Solder Connection, Stainless Steel Screen, 20 Mesh, 150 WOG
Lead Free Bronze Low Pressure | S-651G | 106-408G | 2" | 356.7134 | Y-Strainer, Lead Free Bronze, Solder Connection, Stainless Steel Screen, 20 Mesh, 150 WOG
Lead Free Bronze Low Pressure | P-651G | 106-553G | 1/2" | 69.4984 | Y-Strainer, Lead Free Bronze, Press Connection, Stainless Steel Screen, 20 Mesh, 150 WOG
Lead Free Bronze Low Pressure | P-651G | 106-554G | 3/4" | 106.6565 | Y-Strainer, Lead Free Bronze, Press Connection, Stainless Steel Screen, 20 Mesh, 150 WOG
Lead Free Bronze Low Pressure | P-651G | 106-555G | 1" | 158.0282 | Y-Strainer, Lead Free Bronze, Press Connection, Stainless Steel Screen, 20 Mesh, 150 WOG
Lead Free Bronze Low Pressure | P-651G | 106-556G | 1-1/4" | 231.6795 | Y-Strainer, Lead Free Bronze, Press Connection, Stainless Steel Screen, 20 Mesh, 150 WOG
Lead Free Bronze Low Pressure | P-651G | 106-557G | 1-1/2" | 305.0038 | Y-Strainer, Lead Free Bronze, Press Connection, Stainless Steel Screen, 20 Mesh, 150 WOG
Lead Free Bronze Low Pressure | P-651G | 106-558G | 2" | 442.322 | Y-Strainer, Lead Free Bronze, Press Connection, Stainless Steel Screen, 20 Mesh, 150 WOG
Lead Free Balancing Valves | TBG | TBG-AFF | 1/2" | 119.952 | Manual Balancing Valve, Quarter Turn, Fixed Orifice, Dezincification Resistant Lead Free Brass, Threaded Connection, 600 WOG
Lead Free Balancing Valves | TBG | TBG-BFF | 3/4" | 125.1705 | Manual Balancing Valve, Quarter Turn, Fixed Orifice, Dezincification Resistant Lead Free Brass, Threaded Connection, 600 WOG
Lead Free Balancing Valves | TAF | TAF-AFF | 1/2" | 300.048 | Automatic Balancing Valve, Flow Limiter, Dezincification Resistant Lead Free Brass, Threaded Connection, 600 WOG
Lead Free Balancing Valves | TAF | TAF-BFF | 3/4" | 305.865 | Automatic Balancing Valve, Flow Limiter, Dezincification Resistant Lead Free Brass, Threaded Connection, 600 WOG
Lead Free Balancing Valves | TAF | TAF-CFF | 1" | 349.566 | Automatic Balancing Valve, Flow Limiter, Dezincification Resistant Lead Free Brass, Threaded Connection, 600 WOG
Lead Free Balancing Valves | TGG | TGG-AFF | 1/2" | 159.3375 | Globe Style Manual Balancing Valve, Multi-Turn, Variable Orifice, Dezincification Resistant Lead Free Brass, Threaded Connection, 300 WOG
Lead Free Balancing Valves | TGG | TGG-BFF | 3/4" | 173.019 | Globe Style Manual Balancing Valve, Multi-Turn, Variable Orifice, Dezincification Resistant Lead Free Brass, Threaded Connection, 300 WOG
Lead Free Balancing Valves | TGG | TGG-CFF | 1" | 226.8525 | Globe Style Manual Balancing Valve, Multi-Turn, Variable Orifice, Dezincification Resistant Lead Free Brass, Threaded Connection, 300 WOG
Lead Free Balancing Valves | TGG | TGG-DFF | 1-1/4" | 334.8975 | Globe Style Manual Balancing Valve, Multi-Turn, Variable Orifice, Dezincification Resistant Lead Free Brass, Threaded Connection, 300 WOG
Lead Free Balancing Valves | TGG | TGG-EFF | 1-1/2" | 372.8865 | Globe Style Manual Balancing Valve, Multi-Turn, Variable Orifice, Dezincification Resistant Lead Free Brass, Threaded Connection, 300 WOG
Lead Free Balancing Valves | TGG | TGG-FFF | 2" | 521.5665 | Globe Style Manual Balancing Valve, Multi-Turn, Variable Orifice, Dezincification Resistant Lead Free Brass, Threaded Connection, 300 WOG
Lead Free Balancing Valves | TGG | TGG-ACC | 1/2" | 155.9355 | Globe Style Manual Balancing Valve, Multi-Turn, Variable Orifice, Dezincification Resistant Lead Free Brass, Solder Connection, 300 WOG
Lead Free Balancing Valves | TGG | TGG-BCC | 3/4" | 169.008 | Globe Style Manual Balancing Valve, Multi-Turn, Variable Orifice, Dezincification Resistant Lead Free Brass, Solder Connection, 300 WOG
Lead Free Balancing Valves | TGG | TGG-CCC | 1" | 222.579 | Globe Style Manual Balancing Valve, Multi-Turn, Variable Orifice, Dezincification Resistant Lead Free Brass, Solder Connection, 300 WOG
Lead Free Balancing Valves | TGG | TGG-DCC | 1-1/4" | 329.5635 | Globe Style Manual Balancing Valve, Multi-Turn, Variable Orifice, Dezincification Resistant Lead Free Brass, Solder Connection, 300 WOG
Lead Free Balancing Valves | TGG | TGG-ECC | 1-1/2" | 365.715 | Globe Style Manual Balancing Valve, Multi-Turn, Variable Orifice, Dezincification Resistant Lead Free Brass, Solder Connection, 300 WOG
Lead Free Balancing Valves | TGG | TGG-FCC | 2" | 518.028 | Globe Style Manual Balancing Valve, Multi-Turn, Variable Orifice, Dezincification Resistant Lead Free Brass, Solder Connection, 300 WOG
Lead Free Balancing Valves | TGG | TGG-APP | 1/2" | 168.44 | Globe Style Manual Balancing Valve, Multi-Turn, Variable Orifice, Dezincification Resistant Lead Free Brass, Press Connection, 300 WOG
Lead Free Balancing Valves | TGG | TGG-BPP | 3/4" | 186.2 | Globe Style Manual Balancing Valve, Multi-Turn, Variable Orifice, Dezincification Resistant Lead Free Brass, Press Connection, 300 WOG
Lead Free Balancing Valves | TGG | TGG-CPP | 1" | 248.45 | Globe Style Manual Balancing Valve, Multi-Turn, Variable Orifice, Dezincification Resistant Lead Free Brass, Press Connection, 300 WOG
Lead Free Balancing Valves | TGG | TGG-DPP | 1-1/4" | 373.18 | Globe Style Manual Balancing Valve, Multi-Turn, Variable Orifice, Dezincification Resistant Lead Free Brass, Press Connection, 300 WOG
Lead Free Balancing Valves | TGG | TGG-EPP | 1-1/2" | 415.5 | Globe Style Manual Balancing Valve, Multi-Turn, Variable Orifice, Dezincification Resistant Lead Free Brass, Press Connection, 300 WOG
Lead Free Balancing Valves | TGG | TGG-FPP | 2" | 586.14 | Globe Style Manual Balancing Valve, Multi-Turn, Variable Orifice, Dezincification Resistant Lead Free Brass, Press Connection, 300 WOG
Lead Free Balancing Valves | TRAA | TRAA-BFF | 3/4" | - | Automatic Flow Limiter Balancing Valve Recirculation Assembly, Check Valve & Isolation, Threaded Connection, 600 WOG
Lead Free Balancing Valves | TRAA-BFF-Q | TRAA-BFF-Q | 3/4" | 563.9445 | Automatic Flow Limiter Balancing Valve Recirculation Assembly, Check Valve & Isolation, Threaded Connection, Drain, 600 WOG
Lead Free Balancing Valves | TRAB | TRAB-BFF | 3/4" | - | Manual Balancing Valve Recirculation Assembly, Quarter Turn, Check Valve & Isolation, Threaded Connection, 600 WOG
Lead Free Balancing Valves | TRAB-BFF-Q | TRAB-BFF-Q | 3/4" | 300.5835 | Manual Balancing Valve Recirculation Assembly, Quarter Turn, Check Valve & Isolation, Threaded Connection, Drain, 600 WOG
Recircsetter | TB-120G | 180-103G-B | 1/2" | 291.6165 | Thermostatic Balancing Valve, Dezincification Resistant Lead Free Brass, Threaded Connection, Thermometer, 150 CWP
Recircsetter | TB-120G | 180-104G-B | 3/4" | 311.052 | Thermostatic Balancing Valve, Dezincification Resistant Lead Free Brass, Threaded Connection, Thermometer, 150 CWP
Recircsetter | TB-120G | 180-103G-B-C | 1/2" | 352.3695 | Thermostatic Balancing Valve, Dezincification Resistant Lead Free Brass, Threaded Connection, Thermometer & Check Valve, 150 CWP
Recircsetter | TB-120G | 180-104G-B-C | 3/4" | 382.746 | Thermostatic Balancing Valve, Dezincification Resistant Lead Free Brass, Threaded Connection, Thermometer & Check Valve, 150 CWP
Recircsetter | TB-120MG | 180-103MG-B-I | 1/2" | 452.004 | Thermostatic Balancing Valve, Dezincification Resistant Lead Free Brass, Threaded Connection, Thermometer, Check Valve & Dual Isolation, 150 CWP
Recircsetter | TB-120MG | 180-104MG-B-I | 3/4" | 504.252 | Thermostatic Balancing Valve, Dezincification Resistant Lead Free Brass, Threaded Connection, Thermometer, Check Valve & Dual Isolation, 150 CWP
Recircsetter | TB-120MFG | 180-103MFG-B-I | 1/2" | 483.6405 | Thermostatic Balancing Valve, Dezincification Resistant Lead Free Brass, Threaded Connection, Thermometer, Check Valve, Dual Isolation & Integrated Strainer, 150 CWP
Recircsetter | TB-120MFG | 180-104MFG-B-I | 3/4" | 529.4625 | Thermostatic Balancing Valve, Dezincification Resistant Lead Free Brass, Threaded Connection, Thermometer, Check Valve, Dual Isolation & Integrated Strainer, 150 CWP
Recircsetter | TB-130G | 180-103G-D | 1/2" | 328.0725 | Thermostatic Balancing Valve, Dezincification Resistant Lead Free Brass, Threaded Connection, Automatic Thermal Disinfection, Thermometer, 150 CWP
Recircsetter | TB-130G | 180-104G-D | 3/4" | 345.0825 | Thermostatic Balancing Valve, Dezincification Resistant Lead Free Brass, Threaded Connection, Automatic Thermal Disinfection, Thermometer, 150 CWP
Recircsetter | TB-130G | 180-103G-D-C | 1/2" | 376.6665 | Thermostatic Balancing Valve, Dezincification Resistant Lead Free Brass, Threaded Connection, Automatic Thermal Disinfection, Thermometer & Check Valve, 150 CWP
Recircsetter | TB-130G | 180-104G-D-C | 3/4" | 403.3995 | Thermostatic Balancing Valve, Dezincification Resistant Lead Free Brass, Threaded Connection, Automatic Thermal Disinfection, Thermometer & Check Valve, 150 CWP
Recircsetter | TB-130MG | 180-103MG-D-I | 1/2" | 473.8755 | Thermostatic Balancing Valve, Dezincification Resistant Lead Free Brass, Threaded Connection, Automatic Thermal Disinfection, Thermometer, Check Valve & Dual Isolation, 150 CWP
Recircsetter | TB-130MG | 180-104MG-D-I | 3/4" | 524.9055 | Thermostatic Balancing Valve, Dezincification Resistant Lead Free Brass, Threaded Connection, Automatic Thermal Disinfection, Thermometer, Check Valve & Dual Isolation, 150 CWP
Recircsetter | TB-130MFG | 180-103MFG-D-I | 1/2" | 507.045 | Thermostatic Balancing Valve, Dezincification Resistant Lead Free Brass, Threaded Connection, Automatic Thermal Disinfection, Thermometer, Check Valve, Dual Isolation & Integrated Strainer, 150 CWP
Recircsetter | TB-130MFG | 180-104MFG-D-I | 3/4" | 561.6555 | Thermostatic Balancing Valve, Dezincification Resistant Lead Free Brass, Threaded Connection, Automatic Thermal Disinfection, Thermometer, Check Valve, Dual Isolation & Integrated Strainer, 150 CWP
Recircsetter | TB-150G | 180-103G-X | 1/2" | - | Thermostatic Balancing Valve, Dezincification Resistant Lead Free Brass, Threaded Connection, Axial Thermal Disinfection, with Thermometer, without Jomar Actuator, 150 CWP
Recircsetter | TB-150G | 180-104G-X | 3/4" | - | Thermostatic Balancing Valve, Dezincification Resistant Lead Free Brass, Threaded Connection, Axial Thermal Disinfection, with Thermometer, without Jomar Actuator, 150 CWP
Recircsetter | TB-150G | 180-103G-X-C | 1/2" | - | Thermostatic Balancing Valve, Dezincification Resistant Lead Free Brass, Threaded Connection, Axial Thermal Disinfection, Thermometer & Check Valve, without Jomar Actuator, 150 CWP
Recircsetter | TB-150G | 180-104G-X-C | 3/4" | - | Thermostatic Balancing Valve, Dezincification Resistant Lead Free Brass, Threaded Connection, Axial Thermal Disinfection, Thermometer & Check Valve, without Jomar Actuator, 150 CWP
Recircsetter | TB-150G | 180-103G-A | 1/2" | 459.291 | Thermostatic Balancing Valve, Dezincification Resistant Lead Free Brass, Threaded Connection, Actuated Thermal Disinfection, Thermometer, 150 CWP
Recircsetter | TB-150G | 180-104G-A | 3/4" | 476.301 | Thermostatic Balancing Valve, Dezincification Resistant Lead Free Brass, Threaded Connection, Actuated Thermal Disinfection, Thermometer, 150 CWP
Recircsetter | TB-150G | 180-103G-A-C | 1/2" | 512.757 | Thermostatic Balancing Valve, Dezincification Resistant Lead Free Brass, Threaded Connection, Actuated Thermal Disinfection, Thermometer & Check Valve, 150 CWP
Recircsetter | TB-150G | 180-104G-A-C | 3/4" | 539.49 | Thermostatic Balancing Valve, Dezincification Resistant Lead Free Brass, Threaded Connection, Actuated Thermal Disinfection, Thermometer & Check Valve, 150 CWP
Recircsetter | TB-150MG | 180-103MG-X-I | 1/2" | - | Thermostatic Balancing Valve, Dezincification Resistant Lead Free Brass, Threaded Connection, Axial Thermal Disinfection, Thermometer, Check Valve & Dual Isolation, without Jomar Actuator, 150 CWP
Recircsetter | TB-150MG | 180-104MG-X-I | 3/4" | - | Thermostatic Balancing Valve, Dezincification Resistant Lead Free Brass, Threaded Connection, Axial Thermal Disinfection, Thermometer, Check Valve & Dual Isolation, without Jomar Actuator, 150 CWP
Recircsetter | TB-150MG | 180-103MG-A-I | 1/2" | 611.1735 | Thermostatic Balancing Valve, Dezincification Resistant Lead Free Brass, Threaded Connection, Actuated Thermal Disinfection, Thermometer, Check Valve & Dual Isolation, 150 CWP
Recircsetter | TB-150MG | 180-104MG-A-I | 3/4" | 662.214 | Thermostatic Balancing Valve, Dezincification Resistant Lead Free Brass, Threaded Connection, Actuated Thermal Disinfection, Thermometer, Check Valve & Dual Isolation, 150 CWP
Recircsetter | TB-150MFG | 180-103MFG-A-I | 1/2" | 721.1925 | Thermostatic Balancing Valve, Dezincification Resistant Lead Free Brass, Threaded Connection, Actuated Thermal Disinfection, with Thermometer, Check Valve, Dual Isolation & Integrated Strainer, 150 CWP
Recircsetter | TB-150MFG | 180-104MFG-A-I | 3/4" | 781.41 | Thermostatic Balancing Valve, Dezincification Resistant Lead Free Brass, Threaded Connection, Actuated Thermal Disinfection, with Thermometer, Check Valve, Dual Isolation & Integrated Strainer, 150 CWP
Add-A-Valve | Add-A-Valve | 800-103ADD | 1/2" | 556.0972 | Emergency Shutoff Device, Standard Brass
Add-A-Valve | Add-A-Valve | 800-104ADD | 3/4" | 705.9494 | Emergency Shutoff Device, Standard Brass
Add-A-Valve | Add-A-Valve | 800-105ADD | 1" | 1003.8624 | Emergency Shutoff Device, Standard Brass
Add-A-Valve | Add-A-Valve | 800-106ADD | 1-1/4" | 1588.8446 | Emergency Shutoff Device, Standard Brass
Add-A-Valve | Add-A-Valve | 800-107ADD | 1-1/2" | 1978.8398 | Emergency Shutoff Device, Standard Brass
Add-A-Valve | Add-A-Valve | 800-108ADD | 2" | - | Emergency Shutoff Device, Standard Brass
Add-A-Valve: Lead Free | Add-A-Valve: Lead Free | 800-103ADDG | 1/2" | 701.022 | Emergency Shutoff Device, Lead Free Brass
Add-A-Valve: Lead Free | Add-A-Valve: Lead Free | 800-104ADDG | 3/4" | 901.0106 | Emergency Shutoff Device, Lead Free Brass
Add-A-Valve: Lead Free | Add-A-Valve: Lead Free | 800-105ADDG | 1" | 1292.0446 | Emergency Shutoff Device, Lead Free Brass
Add-A-Valve: Lead Free | Add-A-Valve: Lead Free | 800-106ADDG | 1-1/4" | 2015.1872 | Emergency Shutoff Device, Lead Free Brass
Add-A-Valve: Lead Free | Add-A-Valve: Lead Free | 800-107ADDG | 1-1/2" | 2521.4856 | Emergency Shutoff Device, Lead Free Brass
Add-A-Valve: Lead Free | Add-A-Valve: Lead Free | 800-108ADDG | 2" | 3933.5222 | Emergency Shutoff Device, Lead Free Brass
Bronze Ball Valves | T-200CSS | 200-701 | 1/4" | 39.4362 | 2 Piece, Full Port, Threaded Connection, Bronze, Stainless Steel Ball & Stem, 600 WOG
Bronze Ball Valves | T-200CSS | 200-702 | 3/8" | 39.4362 | 2 Piece, Full Port, Threaded Connection, Bronze, Stainless Steel Ball & Stem, 600 WOG
Bronze Ball Valves | T-200CSS | 200-703 | 1/2" | 39.8831 | 2 Piece, Full Port, Threaded Connection, Bronze, Stainless Steel Ball & Stem, 600 WOG
Bronze Ball Valves | T-200CSS | 200-704 | 3/4" | 58.1842 | 2 Piece, Full Port, Threaded Connection, Bronze, Stainless Steel Ball & Stem, 600 WOG
Bronze Ball Valves | T-200CSS | 200-705 | 1" | 76.5071 | 2 Piece, Full Port, Threaded Connection, Bronze, Stainless Steel Ball & Stem, 600 WOG
Bronze Ball Valves | T-200CSS | 200-706 | 1-1/4" | 145.7657 | 2 Piece, Full Port, Threaded Connection, Bronze, Stainless Steel Ball & Stem, 600 WOG
Bronze Ball Valves | T-200CSS | 200-707 | 1-1/2" | 216.9427 | 2 Piece, Full Port, Threaded Connection, Bronze, Stainless Steel Ball & Stem, 600 WOG
Bronze Ball Valves | T-200CSS | 200-708 | 2" | 313.3205 | 2 Piece, Full Port, Threaded Connection, Bronze, Stainless Steel Ball & Stem, 600 WOG
Bronze Ball Valves | S-200CSS | 200-803 | 1/2" | 39.8831 | 2 Piece, Full Port, Solder Connection, Bronze, Stainless Steel Ball & Stem, 600 WOG
Bronze Ball Valves | S-200CSS | 200-804 | 3/4" | 58.1842 | 2 Piece, Full Port, Solder Connection, Bronze, Stainless Steel Ball & Stem, 600 WOG
Bronze Ball Valves | S-200CSS | 200-805 | 1" | 76.5071 | 2 Piece, Full Port, Solder Connection, Bronze, Stainless Steel Ball & Stem, 600 WOG
Bronze Ball Valves | S-200CSS | 200-806 | 1-1/4" | 145.7657 | 2 Piece, Full Port, Solder Connection, Bronze, Stainless Steel Ball & Stem, 600 WOG
Bronze Ball Valves | S-200CSS | 200-807 | 1-1/2" | 216.9427 | 2 Piece, Full Port, Solder Connection, Bronze, Stainless Steel Ball & Stem, 600 WOG
Bronze Ball Valves | S-200CSS | 200-808 | 2" | 313.3205 | 2 Piece, Full Port, Solder Connection, Bronze, Stainless Steel Ball & Stem, 600 WOG
Bronze Ball Valves | T-200CSS-LH | 200-701-LH | 1/4" | 56.3203 | 2 Piece, Full Port, Threaded Connection, Bronze, Stainless Steel Ball & Stem, Latch Lock Handle, 600 WOG
Bronze Ball Valves | T-200CSS-LH | 200-702-LH | 3/8" | 56.3203 | 2 Piece, Full Port, Threaded Connection, Bronze, Stainless Steel Ball & Stem, Latch Lock Handle, 600 WOG
Bronze Ball Valves | T-200CSS-LH | 200-703-LH | 1/2" | 56.7672 | 2 Piece, Full Port, Threaded Connection, Bronze, Stainless Steel Ball & Stem, Latch Lock Handle, 600 WOG
Bronze Ball Valves | T-200CSS-LH | 200-704-LH | 3/4" | 86.9711 | 2 Piece, Full Port, Threaded Connection, Bronze, Stainless Steel Ball & Stem, Latch Lock Handle, 600 WOG
Bronze Ball Valves | T-200CSS-LH | 200-705-LH | 1" | 105.2831 | 2 Piece, Full Port, Threaded Connection, Bronze, Stainless Steel Ball & Stem, Latch Lock Handle, 600 WOG
Bronze Ball Valves | T-200CSS-LH | 200-706-LH | 1-1/4" | 174.5417 | 2 Piece, Full Port, Threaded Connection, Bronze, Stainless Steel Ball & Stem, Latch Lock Handle, 600 WOG
Bronze Ball Valves | T-200CSS-LH | 200-707-LH | 1-1/2" | 261.8616 | 2 Piece, Full Port, Threaded Connection, Bronze, Stainless Steel Ball & Stem, Latch Lock Handle, 600 WOG
Bronze Ball Valves | T-200CSS-LH | 200-708-LH | 2" | 358.2503 | 2 Piece, Full Port, Threaded Connection, Bronze, Stainless Steel Ball & Stem, Latch Lock Handle, 600 WOG
Bronze Ball Valves | S-200CSS-LH | 200-803-LH | 1/2" | 56.7672 | 2 Piece, Full Port, Solder Connection, Bronze, Stainless Steel Ball & Stem, Latch Lock Handle, 600 WOG
Bronze Ball Valves | S-200CSS-LH | 200-804-LH | 3/4" | 86.9711 | 2 Piece, Full Port, Solder Connection, Bronze, Stainless Steel Ball & Stem, Latch Lock Handle, 600 WOG
Bronze Ball Valves | S-200CSS-LH | 200-805-LH | 1" | 105.2831 | 2 Piece, Full Port, Solder Connection, Bronze, Stainless Steel Ball & Stem, Latch Lock Handle, 600 WOG
Bronze Ball Valves | S-200CSS-LH | 200-806-LH | 1-1/4" | 174.5417 | 2 Piece, Full Port, Solder Connection, Bronze, Stainless Steel Ball & Stem, Latch Lock Handle, 600 WOG
Bronze Ball Valves | S-200CSS-LH | 200-807-LH | 1-1/2" | 261.8616 | 2 Piece, Full Port, Solder Connection, Bronze, Stainless Steel Ball & Stem, Latch Lock Handle, 600 WOG
Bronze Ball Valves | S-200CSS-LH | 200-808-LH | 2" | 358.2503 | 2 Piece, Full Port, Solder Connection, Bronze, Stainless Steel Ball & Stem, Latch Lock Handle, 600 WOG
Bronze Ball Valves | T-200CSS-IH | 200-703-IH | 1/2" | 98.5142 | 2 Piece, Full Port, Threaded Connection, Bronze, Stainless Steel Ball & Stem, Thermal-Block Insulated Handle, 600 WOG
Bronze Ball Valves | T-200CSS-IH | 200-704-IH | 3/4" | 121.5568 | 2 Piece, Full Port, Threaded Connection, Bronze, Stainless Steel Ball & Stem, Thermal-Block Insulated Handle, 600 WOG
Bronze Ball Valves | T-200CSS-IH | 200-705-IH | 1" | 139.8688 | 2 Piece, Full Port, Threaded Connection, Bronze, Stainless Steel Ball & Stem, Thermal-Block Insulated Handle, 600 WOG
Bronze Ball Valves | T-200CSS-IH | 200-706-IH | 1-1/4" | 210.2174 | 2 Piece, Full Port, Threaded Connection, Bronze, Stainless Steel Ball & Stem, Thermal-Block Insulated Handle, 600 WOG
Bronze Ball Valves | T-200CSS-IH | 200-707-IH | 1-1/2" | 290.5286 | 2 Piece, Full Port, Threaded Connection, Bronze, Stainless Steel Ball & Stem, Thermal-Block Insulated Handle, 600 WOG
Bronze Ball Valves | S-200CSS-IH | 200-708-IH | 2" | 386.9173 | 2 Piece, Full Port, Threaded Connection, Bronze, Stainless Steel Ball & Stem, Thermal-Block Insulated Handle, 600 WOG
Bronze Ball Valves | S-200CSS-IH | 200-803-IH | 1/2" | 98.5142 | 2 Piece, Full Port, Solder Connection, Bronze, Stainless Steel Ball & Stem, Thermal-Block Insulated Handle, 600 WOG
Bronze Ball Valves | S-200CSS-IH | 200-804-IH | 3/4" | 121.5568 | 2 Piece, Full Port, Solder Connection, Bronze, Stainless Steel Ball & Stem, Thermal-Block Insulated Handle, 600 WOG
Bronze Ball Valves | S-200CSS-IH | 200-805-IH | 1" | 139.8688 | 2 Piece, Full Port, Solder Connection, Bronze, Stainless Steel Ball & Stem, Thermal-Block Insulated Handle, 600 WOG
Bronze Ball Valves | S-200CSS-IH | 200-806-IH | 1-1/4" | 210.2174 | 2 Piece, Full Port, Solder Connection, Bronze, Stainless Steel Ball & Stem, Thermal-Block Insulated Handle, 600 WOG
Bronze Ball Valves | S-200CSS-IH | 200-807-IH | 1-1/2" | 290.5286 | 2 Piece, Full Port, Solder Connection, Bronze, Stainless Steel Ball & Stem, Thermal-Block Insulated Handle, 600 WOG
Bronze Ball Valves | S-200CSS-IH | 200-808-IH | 2" | 386.9173 | 2 Piece, Full Port, Solder Connection, Bronze, Stainless Steel Ball & Stem, Thermal-Block Insulated Handle, 600 WOG
Bronze Ball Valves | T-200CSS-EH | 200-701-EH | 1/4" | 68.1686 | 2 Piece, Full Port, Threaded Connection, Bronze, Stainless Steel Ball & Stem, Stem Extension, 600 WOG
Bronze Ball Valves | T-200CSS-EH | 200-702-EH | 3/8" | 68.1686 | 2 Piece, Full Port, Threaded Connection, Bronze, Stainless Steel Ball & Stem, Stem Extension, 600 WOG
Bronze Ball Valves | T-200CSS-EH | 200-703-EH | 1/2" | 68.6155 | 2 Piece, Full Port, Threaded Connection, Bronze, Stainless Steel Ball & Stem, Stem Extension, 600 WOG
Bronze Ball Valves | T-200CSS-EH | 200-704-EH | 3/4" | 92.7699 | 2 Piece, Full Port, Threaded Connection, Bronze, Stainless Steel Ball & Stem, Stem Extension, 600 WOG
Bronze Ball Valves | T-200CSS-EH | 200-705-EH | 1" | 111.0819 | 2 Piece, Full Port, Threaded Connection, Bronze, Stainless Steel Ball & Stem, Stem Extension, 600 WOG
Bronze Ball Valves | T-200CSS-EH | 200-706-EH | 1-1/4" | 186.1393 | 2 Piece, Full Port, Threaded Connection, Bronze, Stainless Steel Ball & Stem, Stem Extension, 600 WOG
Bronze Ball Valves | T-200CSS-EH | 200-707-EH | 1-1/2" | 275.3122 | 2 Piece, Full Port, Threaded Connection, Bronze, Stainless Steel Ball & Stem, Stem Extension, 600 WOG
Bronze Ball Valves | T-200CSS-EH | 200-708-EH | 2" | 371.69 | 2 Piece, Full Port, Threaded Connection, Bronze, Stainless Steel Ball & Stem, Stem Extension, 600 WOG
Bronze Ball Valves | S-200CSS-EH | 200-803-EH | 1/2" | 68.6155 | 2 Piece, Full Port, Solder Connection, Bronze, Stainless Steel Ball & Stem, Stem Extension, 600 WOG
Bronze Ball Valves | S-200CSS-EH | 200-804-EH | 3/4" | 92.7699 | 2 Piece, Full Port, Solder Connection, Bronze, Stainless Steel Ball & Stem, Stem Extension, 600 WOG
Bronze Ball Valves | S-200CSS-EH | 200-805-EH | 1" | 111.0819 | 2 Piece, Full Port, Solder Connection, Bronze, Stainless Steel Ball & Stem, Stem Extension, 600 WOG
Bronze Ball Valves | S-200CSS-EH | 200-806-EH | 1-1/4" | 186.1393 | 2 Piece, Full Port, Solder Connection, Bronze, Stainless Steel Ball & Stem, Stem Extension, 600 WOG
Bronze Ball Valves | S-200CSS-EH | 200-807-EH | 1-1/2" | 275.3122 | 2 Piece, Full Port, Solder Connection, Bronze, Stainless Steel Ball & Stem, Stem Extension, 600 WOG
Bronze Ball Valves | S-200CSS-EH | 200-808-EH | 2" | 686.6564 | 2 Piece, Full Port, Solder Connection, Bronze, Stainless Steel Ball & Stem, Stem Extension, 600 WOG
Bronze Ball Valves | T-200CSS-LHEH | 200-701-LHEH | 1/4" | 81.1448 | 2 Piece, Full Port, Threaded Connection, Bronze, Stainless Steel Ball & Stem, Stem Extension, Latch Lock Handle, 600 WOG
Bronze Ball Valves | T-200CSS-LHEH | 200-702-LHEH | 3/8" | 81.1448 | 2 Piece, Full Port, Threaded Connection, Bronze, Stainless Steel Ball & Stem, Stem Extension, Latch Lock Handle, 600 WOG
Bronze Ball Valves | T-200CSS-LHEH | 200-703-LHEH | 1/2" | 81.5514 | 2 Piece, Full Port, Threaded Connection, Bronze, Stainless Steel Ball & Stem, Stem Extension, Latch Lock Handle, 600 WOG
Bronze Ball Valves | T-200CSS-LHEH | 200-704-LHEH | 3/4" | 115.925 | 2 Piece, Full Port, Threaded Connection, Bronze, Stainless Steel Ball & Stem, Stem Extension, Latch Lock Handle, 600 WOG
Bronze Ball Valves | T-200CSS-LHEH | 200-705-LHEH | 1" | 132.7284 | 2 Piece, Full Port, Threaded Connection, Bronze, Stainless Steel Ball & Stem, Stem Extension, Latch Lock Handle, 600 WOG
Bronze Ball Valves | T-200CSS-LHEH | 200-706-LHEH | 1-1/4" | 202.0151 | 2 Piece, Full Port, Threaded Connection, Bronze, Stainless Steel Ball & Stem, Stem Extension, Latch Lock Handle, 600 WOG
Bronze Ball Valves | T-200CSS-LHEH | 200-707-LHEH | 1-1/2" | 301.1342 | 2 Piece, Full Port, Threaded Connection, Bronze, Stainless Steel Ball & Stem, Stem Extension, Latch Lock Handle, 600 WOG
Bronze Ball Valves | T-200CSS-LHEH | 200-708-LHEH | 2" | 389.557 | 2 Piece, Full Port, Threaded Connection, Bronze, Stainless Steel Ball & Stem, Stem Extension, Latch Lock Handle, 600 WOG
Bronze Ball Valves | S-200CSS-LHEH | 200-803-LHEH | 1/2" | 81.5514 | 2 Piece, Full Port, Solder Connection, Bronze, Stainless Steel Ball & Stem, Stem Extension, Latch Lock Handle, 600 WOG
Bronze Ball Valves | S-200CSS-LHEH | 200-804-LHEH | 3/4" | 115.925 | 2 Piece, Full Port, Solder Connection, Bronze, Stainless Steel Ball & Stem, Stem Extension, Latch Lock Handle, 600 WOG
Bronze Ball Valves | S-200CSS-LHEH | 200-805-LHEH | 1" | 132.7284 | 2 Piece, Full Port, Solder Connection, Bronze, Stainless Steel Ball & Stem, Stem Extension, Latch Lock Handle, 600 WOG
Bronze Ball Valves | S-200CSS-LHEH | 200-806-LHEH | 1-1/4" | 202.0151 | 2 Piece, Full Port, Solder Connection, Bronze, Stainless Steel Ball & Stem, Stem Extension, Latch Lock Handle, 600 WOG
Bronze Ball Valves | S-200CSS-LHEH | 200-807-LHEH | 1-1/2" | 301.1342 | 2 Piece, Full Port, Solder Connection, Bronze, Stainless Steel Ball & Stem, Stem Extension, Latch Lock Handle, 600 WOG
Bronze Ball Valves | S-200CSS-LHEH | 200-808-LHEH | 2" | 389.557 | 2 Piece, Full Port, Solder Connection, Bronze, Stainless Steel Ball & Stem, Stem Extension, Latch Lock Handle, 600 WOG
Bronze Ball Valves | T-200CSS-4B | 500-703-LH | 1/2" | 114.7988 | 3 Piece, Full Port, Threaded Connection, Bronze, Stainless Steel Ball & Stem, Latch Lock Handle, 600 CWP
Bronze Ball Valves | T-200CSS-4B | 500-704-LH | 3/4" | 142.7028 | 3 Piece, Full Port, Threaded Connection, Bronze, Stainless Steel Ball & Stem, Latch Lock Handle, 600 CWP
Bronze Ball Valves | T-200CSS-4B | 500-705-LH | 1" | 199.2084 | 3 Piece, Full Port, Threaded Connection, Bronze, Stainless Steel Ball & Stem, Latch Lock Handle, 600 CWP
Bronze Ball Valves | T-200CSS-4B | 500-706-LH | 1-1/4" | 267.2789 | 3 Piece, Full Port, Threaded Connection, Bronze, Stainless Steel Ball & Stem, Latch Lock Handle, 600 CWP
Bronze Ball Valves | T-200CSS-4B | 500-707-LH | 1-1/2" | 378.4698 | 3 Piece, Full Port, Threaded Connection, Bronze, Stainless Steel Ball & Stem, Latch Lock Handle, 600 CWP
Bronze Ball Valves | T-200CSS-4B | 500-708-LH | 2" | 574.8987 | 3 Piece, Full Port, Threaded Connection, Bronze, Stainless Steel Ball & Stem, Latch Lock Handle, 600 CWP
Bronze Ball Valves | S-200CSS-4B | 500-713-LH | 1/2" | 111.943 | 3 Piece, Full Port, Solder Connection, Bronze, Stainless Steel Ball & Stem, Latch Lock Handle, 600 CWP
Bronze Ball Valves | S-200CSS-4B | 500-714-LH | 3/4" | 138.6807 | 3 Piece, Full Port, Solder Connection, Bronze, Stainless Steel Ball & Stem, Latch Lock Handle, 600 CWP
Bronze Ball Valves | S-200CSS-4B | 500-715-LH | 1" | 193.8456 | 3 Piece, Full Port, Solder Connection, Bronze, Stainless Steel Ball & Stem, Latch Lock Handle, 600 CWP
Bronze Ball Valves | S-200CSS-4B | 500-716-LH | 1-1/4" | 262.0469 | 3 Piece, Full Port, Solder Connection, Bronze, Stainless Steel Ball & Stem, Latch Lock Handle, 600 CWP
Bronze Ball Valves | S-200CSS-4B | 500-717-LH | 1-1/2" | 370.5891 | 3 Piece, Full Port, Solder Connection, Bronze, Stainless Steel Ball & Stem, Latch Lock Handle, 600 CWP
Bronze Ball Valves | S-200CSS-4B | 500-718-LH | 2" | 569.4596 | 3 Piece, Full Port, Solder Connection, Bronze, Stainless Steel Ball & Stem, Latch Lock Handle, 600 CWP
Brass Ball Valves | T-100NE | 100-701 | 1/4" | 22.407 | 2 Piece, Full Port, Brass, Threaded Connection, 600 WOG
Brass Ball Valves | T-100NE | 100-702 | 3/8" | 22.407 | 2 Piece, Full Port, Brass, Threaded Connection, 600 WOG
Brass Ball Valves | T-100NE | 100-703 | 1/2" | 22.407 | 2 Piece, Full Port, Brass, Threaded Connection, 600 WOG
Brass Ball Valves | T-100NE | 100-704 | 3/4" | 31.731 | 2 Piece, Full Port, Brass, Threaded Connection, 600 WOG
Brass Ball Valves | T-100NE | 100-705 | 1" | 52.1115 | 2 Piece, Full Port, Brass, Threaded Connection, 500 WOG
Brass Ball Valves | T-100NE | 100-706 | 1-1/4" | 92.4315 | 2 Piece, Full Port, Brass, Threaded Connection, 500 WOG
Brass Ball Valves | T-100NE | 100-707 | 1-1/2" | 116.0985 | 2 Piece, Full Port, Brass, Threaded Connection, 500 WOG
Brass Ball Valves | T-100NE | 100-708 | 2" | 168.5775 | 2 Piece, Full Port, Brass, Threaded Connection, 500 WOG
Brass Ball Valves | T-100NE | 100-709 | 2-1/2" | 396.9105 | 2 Piece, Full Port, Brass, Threaded Connection, 400 WOG
Brass Ball Valves | T-100NE | 100-710 | 3" | 585.165 | 2 Piece, Full Port, Brass, Threaded Connection, 400 WOG
Brass Ball Valves | T-100NE | 100-711 | 4" | 1019.046 | 2 Piece, Full Port, Brass, Threaded Connection, 400 WOG
Brass Ball Valves | S-100NE | 100-803 | 1/2" | 20.139 | 2 Piece, Full Port, Brass, Solder Connection, 600 WOG
Brass Ball Valves | S-100NE | 100-804 | 3/4" | 28.413 | 2 Piece, Full Port, Brass, Solder Connection, 600 WOG
Brass Ball Valves | S-100NE | 100-805 | 1" | 44.2785 | 2 Piece, Full Port, Brass, Solder Connection, 500 WOG
Brass Ball Valves | S-100NE | 100-806 | 1-1/4" | 81.8685 | 2 Piece, Full Port, Brass, Solder Connection, 500 WOG
Brass Ball Valves | S-100NE | 100-807 | 1-1/2" | 102.837 | 2 Piece, Full Port, Brass, Solder Connection, 500 WOG
Brass Ball Valves | S-100NE | 100-808 | 2" | 144.2805 | 2 Piece, Full Port, Brass, Solder Connection, 500 WOG
Brass Ball Valves | S-100NE | 100-809 | 2-1/2" | 410.4345 | 2 Piece, Full Port, Brass, Solder Connection, 400 WOG
Brass Ball Valves | S-100NE | 100-810 | 3" | 569.0685 | 2 Piece, Full Port, Brass, Solder Connection, 400 WOG
Brass Ball Valves | T-100NE-LH | 100-701-LH | 1/4" | 32.4555 | 2 Piece, Full Port, Brass, Threaded Connection, Stainless Steel Latch Lock Handle, 600 WOG
Brass Ball Valves | T-100NE-LH | 100-702-LH | 3/8" | 32.4555 | 2 Piece, Full Port, Brass, Threaded Connection, Stainless Steel Latch Lock Handle, 600 WOG
Brass Ball Valves | T-100NE-LH | 100-703-LH | 1/2" | 32.4555 | 2 Piece, Full Port, Brass, Threaded Connection, Stainless Steel Latch Lock Handle, 600 WOG
Brass Ball Valves | T-100NE-LH | 100-704-LH | 3/4" | 43.89 | 2 Piece, Full Port, Brass, Threaded Connection, Stainless Steel Latch Lock Handle, 600 WOG
Brass Ball Valves | T-100NE-LH | 100-705-LH | 1" | 69.5625 | 2 Piece, Full Port, Brass, Threaded Connection, Stainless Steel Latch Lock Handle, 500 WOG
Brass Ball Valves | T-100NE-LH | 100-706-LH | 1-1/4" | 109.893 | 2 Piece, Full Port, Brass, Threaded Connection, Stainless Steel Latch Lock Handle, 500 WOG
Brass Ball Valves | T-100NE-LH | 100-707-LH | 1-1/2" | 146.0235 | 2 Piece, Full Port, Brass, Threaded Connection, Stainless Steel Latch Lock Handle, 500 WOG
Brass Ball Valves | T-100NE-LH | 100-708-LH | 2" | 198.492 | 2 Piece, Full Port, Brass, Threaded Connection, Stainless Steel Latch Lock Handle, 500 WOG
Brass Ball Valves | T-100NE-IH | 100-703-IH | 1/2" | 77.3115 | 2 Piece, Full Port, Brass, Threaded Connection, Thermal-Block Insulated Handle, 600 WOG
Brass Ball Valves | T-100NE-IH | 100-704-IH | 3/4" | 91.1925 | 2 Piece, Full Port, Brass, Threaded Connection, Thermal-Block Insulated Handle, 600 WOG
Brass Ball Valves | T-100NE-IH | 100-705-IH | 1" | 112.623 | 2 Piece, Full Port, Brass, Threaded Connection, Thermal-Block Insulated Handle, 600 WOG
Brass Ball Valves | T-100NE-IH | 100-706-IH | 1-1/4" | 152.9535 | 2 Piece, Full Port, Brass, Threaded Connection, Thermal-Block Insulated Handle, 500 WOG
Brass Ball Valves | T-100NE-IH | 100-707-IH | 1-1/2" | 185.409 | 2 Piece, Full Port, Brass, Threaded Connection, Thermal-Block Insulated Handle, 500 WOG
Brass Ball Valves | T-100NE-IH | 100-708-IH | 2" | 237.888 | 2 Piece, Full Port, Brass, Threaded Connection, Thermal-Block Insulated Handle, 500 WOG
Brass Ball Valves | T-100NE-OH | 100-701-OH | 1/4" | 57.4035 | 2 Piece, Full Port, Brass, Threaded Connection, Oval Handle, 600 WOG
Brass Ball Valves | T-100NE-OH | 100-702-OH | 3/8" | 57.4035 | 2 Piece, Full Port, Brass, Threaded Connection, Oval Handle, 600 WOG
Brass Ball Valves | T-100NE-OH | 100-703-OH | 1/2" | 57.4035 | 2 Piece, Full Port, Brass, Threaded Connection, Oval Handle, 600 WOG
Brass Ball Valves | T-100NE-OH | 100-704-OH | 3/4" | 75.5055 | 2 Piece, Full Port, Brass, Threaded Connection, Oval Handle, 600 WOG
Brass Ball Valves | T-100NE-OH | 100-705-OH | 1" | 107.5095 | 2 Piece, Full Port, Brass, Threaded Connection, Oval Handle, 500 WOG
Brass Ball Valves | T-100NE-OH | 100-706-OH | 1-1/4" | 147.8295 | 2 Piece, Full Port, Brass, Threaded Connection, Oval Handle, 500 WOG
Brass Ball Valves | T-100NE-OH | 100-707-OH | 1-1/2" | 192.7485 | 2 Piece, Full Port, Brass, Threaded Connection, Oval Handle, 500 WOG
Brass Ball Valves | T-100NE-OH | 100-708-OH | 2" | 245.217 | 2 Piece, Full Port, Brass, Threaded Connection, Oval Handle, 500 WOG
Brass Ball Valves | T-100SSE | 100-501 | 1/4" | 44.1735 | 2 Piece, Full Port, TEA Coated Brass, Threaded Connection, Stainless Steel Ball & Stem, 600 WOG
Brass Ball Valves | T-100SSE | 100-502 | 3/8" | 44.1735 | 2 Piece, Full Port, TEA Coated Brass, Threaded Connection, Stainless Steel Ball & Stem, 600 WOG
Brass Ball Valves | T-100SSE | 100-503 | 1/2" | 44.1735 | 2 Piece, Full Port, TEA Coated Brass, Threaded Connection, Stainless Steel Ball & Stem, 600 WOG
Brass Ball Valves | T-100SSE | 100-504 | 3/4" | 59.1255 | 2 Piece, Full Port, TEA Coated Brass, Threaded Connection, Stainless Steel Ball & Stem, 600 WOG
Brass Ball Valves | T-100SSE | 100-505 | 1" | 86.814 | 2 Piece, Full Port, TEA Coated Brass, Threaded Connection, Stainless Steel Ball & Stem, 500 WOG
Brass Ball Valves | T-100SSE | 100-506 | 1-1/4" | 129.906 | 2 Piece, Full Port, TEA Coated Brass, Threaded Connection, Stainless Steel Ball & Stem, 500 WOG
Brass Ball Valves | T-100SSE | 100-507 | 1-1/2" | 175.2135 | 2 Piece, Full Port, TEA Coated Brass, Threaded Connection, Stainless Steel Ball & Stem, 500 WOG
Brass Ball Valves | T-100SSE | 100-508 | 2" | 242.4975 | 2 Piece, Full Port, TEA Coated Brass, Threaded Connection, Stainless Steel Ball & Stem, 500 WOG
Brass Ball Valves | T-100SSE | 100-509 | 2-1/2" | 668.304 | 2 Piece, Full Port, TEA Coated Brass, Threaded Connection, Stainless Steel Ball & Stem, 400 WOG
Brass Ball Valves | T-100SSE | 100-510 | 3" | 945.1155 | 2 Piece, Full Port, TEA Coated Brass, Threaded Connection, Stainless Steel Ball & Stem, 400 WOG
Brass Ball Valves | JP-100 | 100-203 | 1/2" | 38.9655 | 2 Piece, Full Port, Brass, Press Connection, 250 WOG
Brass Ball Valves | JP-100 | 100-204 | 3/4" | 46.725 | 2 Piece, Full Port, Brass, Press Connection, 250 WOG
Brass Ball Valves | JP-100 | 100-205 | 1" | 62.832 | 2 Piece, Full Port, Brass, Press Connection, 250 WOG
Brass Ball Valves | JP-100 | 100-206 | 1-1/4” | 107.814 | 2 Piece, Full Port, Brass, Press Connection, 250 WOG
Brass Ball Valves | JP-100 | 100-207 | 1-1/2” | 150.318 | 2 Piece, Full Port, Brass, Press Connection, 250 WOG
Brass Ball Valves | JP-100 | 100-208 | 2” | 257.4075 | 2 Piece, Full Port, Brass, Press Connection, 250 WOG
Brass Ball Valves | JP-100 XLC | 100-209XLC | 2-1/2” | 471.723 | 2 Piece, Full Port, Brass, Press XLC Connection, 200 WOG
Brass Ball Valves | JP-100 XLC | 100-210XLC | 3” | 1002.4245 | 2 Piece, Full Port, Brass, Press XLC Connection, 200 WOG
Brass Ball Valves | JP-100 XLC | 100-211XLC | 4” | 1395.513 | 2 Piece, Full Port, Brass, Press XLC Connection, 200 WOG
Brass Ball Valves | T-100STN | 170-103 | 1/2" | 45.3285 | 2 Piece, Full Port, Brass, Threaded Connection, Side Tap, 600 WOG
Brass Ball Valves | T-100STN | 170-104 | 3/4" | 58.4535 | 2 Piece, Full Port, Brass, Threaded Connection, Side Tap, 600 WOG
Brass Ball Valves | T-100STN | 170-105 | 1" | 91.434 | 2 Piece, Full Port, Brass, Threaded Connection, Side Tap, 500 WOG
Brass Ball Valves | T-100STN | 170-106 | 1-1/4" | 160.125 | 2 Piece, Full Port, Brass, Threaded Connection, Side Tap, 500 WOG
Brass Ball Valves | T-100STN | 170-107 | 1-1/2" | 215.985 | 2 Piece, Full Port, Brass, Threaded Connection, Side Tap, 500 WOG
Brass Ball Valves | T-100STN | 170-108 | 2" | 300.762 | 2 Piece, Full Port, Brass, Threaded Connection, Side Tap, 500 WOG
Brass Ball Valves | T-100-UE | 160-103 | 1/2" | 67.0635 | 3 Piece, Full Port, Brass, Threaded Connection, Single Union End, Side Tap, 600 WOG
Brass Ball Valves | T-100-UE | 160-104 | 3/4" | 79.884 | 3 Piece, Full Port, Brass, Threaded Connection, Single Union End, Side Tap, 600 WOG
Brass Ball Valves | T-100-UE | 160-105 | 1" | 124.2465 | 3 Piece, Full Port, Brass, Threaded Connection, Single Union End, Side Tap, 500 WOG
Brass Ball Valves | T-100-UE | 160-106 | 1-1/4" | 224.616 | 3 Piece, Full Port, Brass, Threaded Connection, Single Union End, Side Tap, 500 WOG
Brass Ball Valves | T-100-UE | 160-107 | 1-1/2" | 299.187 | 3 Piece, Full Port, Brass, Threaded Connection, Single Union End, Side Tap, 500 WOG
Brass Ball Valves | T-100-UE | 160-108 | 2" | 449.001 | 3 Piece, Full Port, Brass, Threaded Connection, Single Union End, Side Tap, 500 WOG
Brass Ball Valves | T-100SSS | 100-533 | 1/2" | 68.4285 | 2 Piece, Full Port, Brass, Threaded Connection, Steam Trim, 600 WOG
Brass Ball Valves | T-100SSS | 100-534 | 3/4" | 111.0795 | 2 Piece, Full Port, Brass, Threaded Connection, Steam Trim, 600 WOG
Brass Ball Valves | T-100SSS | 100-535 | 1" | 130.641 | 2 Piece, Full Port, Brass, Threaded Connection, Steam Trim, 500 WOG
Brass Ball Valves | T-100SSS | 100-536 | 1-1/4" | 180.5265 | 2 Piece, Full Port, Brass, Threaded Connection, Steam Trim, 500 WOG
Brass Ball Valves | T-100SSS | 100-537 | 1-1/2" | 218.379 | 2 Piece, Full Port, Brass, Threaded Connection, Steam Trim, 500 WOG
Brass Ball Valves | T-100SSS | 100-538 | 2" | 363.531 | 2 Piece, Full Port, Brass, Threaded Connection, Steam Trim, 500 WOG
Brass Ball Valves | S-100-DUE | 160-503 | 1/2" | 59.934 | 2 Piece, Full Port, Brass, Solder Connection, Double Union End, 400 WOG
Brass Ball Valves | S-100-DUE | 160-504 | 3/4" | 82.0785 | 2 Piece, Full Port, Brass, Solder Connection, Double Union End, 400 WOG
Brass Ball Valves | S-100-DUE | 160-505 | 1" | 115.2585 | 2 Piece, Full Port, Brass, Solder Connection, Double Union End, 400 WOG
Brass Ball Valves | S-100-DUE | 160-506 | 1-1/4" | 150.801 | 2 Piece, Full Port, Brass, Solder Connection, Double Union End, 400 WOG
Brass Ball Valves | S-100-DUE | 160-507 | 1-1/2" | 224.2275 | 2 Piece, Full Port, Brass, Solder Connection, Double Union End, 400 WOG
Brass Ball Valves | S-100-DUE | 160-508 | 2" | 342.909 | 2 Piece, Full Port, Brass, Solder Connection, Double Union End, 400 WOG
Brass Ball Valves | T-100FB | 100-833 | 1/2" | 58.4214 | Combination Shutoff Valve & Strainer, Full port, Brass, Threaded Connection, 400 WOG
Brass Ball Valves | T-100FB | 100-834 | 3/4" | - | Combination Shutoff Valve & Strainer, Full port, Brass, Threaded Connection, 400 WOG
Brass Ball Valves | T-100FB | 100-835 | 1" | - | Combination Shutoff Valve & Strainer, Full port, Brass, Threaded Connection, 400 WOG
Brass Ball Valves | T-100FB | 100-836 | 1-1/4" | - | Combination Shutoff Valve & Strainer, Full port, Brass, Threaded Connection, 400 WOG
Brass Ball Valves | T-100FB | 100-837 | 1-1/2" | - | Combination Shutoff Valve & Strainer, Full port, Brass, Threaded Connection, 400 WOG
Brass Ball Valves | T-100FB | 100-838 | 2" | 375.1144 | Combination Shutoff Valve & Strainer, Full port, Brass, Threaded Connection, 400 WOG
Brass Ball Valves | T-100FMN | 100-601 | 1/4" | 25.2105 | 2 Piece, Full Port, Brass, MNPT x FNPT Connection, 600 WOG
Brass Ball Valves | T-100FMN | 100-602 | 3/8" | 25.2105 | 2 Piece, Full Port, Brass, MNPT x FNPT Connection, 600 WOG
Brass Ball Valves | T-100FMN | 100-603 | 1/2" | 25.2105 | 2 Piece, Full Port, Brass, MNPT x FNPT Connection, 600 WOG
Brass Ball Valves | T-100FMN | 100-604 | 3/4" | 35.679 | 2 Piece, Full Port, Brass, MNPT x FNPT Connection, 600 WOG
Brass Ball Valves | T-100FMN | 100-605 | 1" | 55.1775 | 2 Piece, Full Port, Brass, MNPT x FNPT Connection, 500 WOG
Brass Ball Valves | T-82M | 100-295 | 1/4" FIP x 1/4" MIP | 17.136 | 2 Piece, Full Port, Mini Ball Valve, Brass, Threaded Connection, 600 WOG
Brass Ball Valves | T-82M | 100-297 | 1/8" FIP x 1/8" MIP | 17.136 | 2 Piece, Full Port, Mini Ball Valve, Brass, Threaded Connection, 600 WOG
Brass Ball Valves | T-82M | 100-298 | 1/4" FIP x 1/8" MIP | 17.136 | 2 Piece, Full Port, Mini Ball Valve, Brass, Threaded Connection, 600 WOG
Brass Ball Valves | T-82M | 100-299 | 1/4" FIP x 1/4" MIP | 17.136 | 2 Piece, Full Port, Mini Ball Valve, Brass, Threaded Connection, 600 WOG
Brass Ball Valves | T-82M | 100-300 | 1/4" FIP x 1/4" FIP | 17.136 | 2 Piece, Full Port, Mini Ball Valve, Brass, Threaded Connection, 600 WOG
Brass Ball Valves | T-82M | 100-296G | 1/4" FIP x 1/4" FIP | 20.6955 | 2 Piece, Full Port, Mini Ball Valve, Brass, Threaded Connection, 600 WOG
Brass Ball Valves | T-84-M | 100-430 | 1/8" | 11.802 | 1 Piece, Standard Port, Mini Ball Valve, Brass, Threaded Connection, 450 WOG
Brass Ball Valves | T-84-M | 100-431 | 1/4" | 12.264 | 1 Piece, Standard Port, Mini Ball Valve, Brass, Threaded Connection, 450 WOG
Brass Ball Valves | T-84-M | 100-432 | 3/8" | 12.2535 | 1 Piece, Standard Port, Mini Ball Valve, Brass, Threaded Connection, 450 WOG
Brass Ball Valves | T-84-M | 100-433 | 1/2" | 15.918 | 1 Piece, Standard Port, Mini Ball Valve, Brass, Threaded Connection, 450 WOG
Brass Ball Valves | T-84-M | 100-440 | 1/8" | 11.2035 | 1 Piece, Standard Port, Mini Ball Valve, Brass, Threaded Connection, 450 WOG
Brass Ball Valves | T-84-M | 100-441 | 1/4" | 11.676 | 1 Piece, Standard Port, Mini Ball Valve, Brass, Threaded Connection, 450 WOG
Brass Ball Valves | T-84-M | 100-442 | 3/8" | 11.676 | 1 Piece, Standard Port, Mini Ball Valve, Brass, Threaded Connection, 450 WOG
Brass Ball Valves | T-84-M | 100-443 | 1/2" | 15.4455 | 1 Piece, Standard Port, Mini Ball Valve, Brass, Threaded Connection, 450 WOG
Brass Ball Valves | T-84-M | 100-460 | 1/8" | - | 1 Piece, Standard Port, Mini Ball Valve, Brass, Threaded Connection, Extended Handle, 450 WOG
Brass Ball Valves | T-84-M | 100-461 | 1/4" | - | 1 Piece, Standard Port, Mini Ball Valve, Brass, Threaded Connection, Extended Handle, 450 WOG
Brass Ball Valves | T-84-M | 100-462 | 3/8" | - | 1 Piece, Standard Port, Mini Ball Valve, Brass, Threaded Connection, Extended Handle, 450 WOG
Brass Ball Valves | T-84-M | 100-463 | 1/2" | - | 1 Piece, Standard Port, Mini Ball Valve, Brass, Threaded Connection, Extended Handle, 450 WOG
Brass Ball Valves | JF-100T | 100-101 | 1/4" | 11.235 | 2 Piece, Full Port, Brass, Threaded Connection, 600 WOG
Brass Ball Valves | JF-100T | 100-102 | 3/8" | 11.2245 | 2 Piece, Full Port, Brass, Threaded Connection, 600 WOG
Brass Ball Valves | JF-100T | 100-103 | 1/2" | 17.556 | 2 Piece, Full Port, Brass, Threaded Connection, 600 WOG
Brass Ball Valves | JF-100T | 100-104 | 3/4" | 28.2975 | 2 Piece, Full Port, Brass, Threaded Connection, 600 WOG
Brass Ball Valves | JF-100T | 100-105 | 1" | 44.625 | 2 Piece, Full Port, Brass, Threaded Connection, 600 WOG
Brass Ball Valves | JF-100T | 100-106 | 1-1/4" | 73.7625 | 2 Piece, Full Port, Brass, Threaded Connection, 600 WOG
Brass Ball Valves | JF-100T | 100-107 | 1-1/2" | 99.372 | 2 Piece, Full Port, Brass, Threaded Connection, 600 WOG
Brass Ball Valves | JF-100T | 100-108 | 2" | 151.5255 | 2 Piece, Full Port, Brass, Threaded Connection, 600 WOG
Brass Ball Valves | JF-100T | 100-109 | 2 1/2" | 361.1475 | 2 Piece, Full Port, Brass, Threaded Connection, 600 WOG
Brass Ball Valves | JF-100T | 100-110 | 3" | 541.233 | 2 Piece, Full Port, Brass, Threaded Connection, 600 WOG
Brass Ball Valves | JF-100T | 100-111 | 4" | 922.236 | 2 Piece, Full Port, Brass, Threaded Connection, 600 WOG
Brass Ball Valves | JF-100T | 100-101-TH | 1/4" | 12.852 | 2 Piece, Full Port, Brass, Threaded Connection, T-Handle, 600 WOG
Brass Ball Valves | JF-100T | 100-102-TH | 3/8" | 12.852 | 2 Piece, Full Port, Brass, Threaded Connection, T-Handle, 600 WOG
Brass Ball Valves | JF-100T | 100-103-TH | 1/2" | 18.9945 | 2 Piece, Full Port, Brass, Threaded Connection, T-Handle, 600 WOG
Brass Ball Valves | JF-100T | 100-104-TH | 3/4" | 30.2505 | 2 Piece, Full Port, Brass, Threaded Connection, T-Handle, 600 WOG
Brass Ball Valves | JF-100T | 100-105-TH | 1" | 46.41 | 2 Piece, Full Port, Brass, Threaded Connection, T-Handle, 600 WOG
Brass Ball Valves | JF-100S | 100-113 | 1/2" | 15.708 | 2 Piece, Full Port, Brass, Solder Connection, 600 WOG
Brass Ball Valves | JF-100S | 100-114 | 3/4" | 26.5755 | 2 Piece, Full Port, Brass, Solder Connection, 600 WOG
Brass Ball Valves | JF-100S | 100-115 | 1" | 41.2755 | 2 Piece, Full Port, Brass, Solder Connection, 600 WOG
Brass Ball Valves | JF-100S | 100-116 | 1-1/4" | 73.836 | 2 Piece, Full Port, Brass, Solder Connection, 600 WOG
Brass Ball Valves | JF-100S | 100-117 | 1-1/2" | 99.2565 | 2 Piece, Full Port, Brass, Solder Connection, 600 WOG
Brass Ball Valves | JF-100S | 100-118 | 2" | 151.914 | 2 Piece, Full Port, Brass, Solder Connection, 600 WOG
Brass Ball Valves | JF-100S | 100-119 | 2 1/2" | 361.452 | 2 Piece, Full Port, Brass, Solder Connection, 600 WOG
Brass Ball Valves | JF-100S | 100-120 | 3" | 540.645 | 2 Piece, Full Port, Brass, Solder Connection, 600 WOG
Brass Ball Valves | JF-100S | 100-121 | 4" | 925.6695 | 2 Piece, Full Port, Brass, Solder Connection, 600 WOG
Brass Ball Valves | JF-100T-LH | 100-101-LH | 1/4" | 13.4715 | 2 Piece, Full Port, Brass, Threaded Connection, Latch Lock Handle, 600 WOG
Brass Ball Valves | JF-100T-LH | 100-102-LH | 3/8" | 13.4715 | 2 Piece, Full Port, Brass, Threaded Connection, Latch Lock Handle, 600 WOG
Brass Ball Valves | JF-100T-LH | 100-103-LH | 1/2" | 20.118 | 2 Piece, Full Port, Brass, Threaded Connection, Latch Lock Handle, 600 WOG
Brass Ball Valves | JF-100T-LH | 100-104-LH | 3/4" | 30.6705 | 2 Piece, Full Port, Brass, Threaded Connection, Latch Lock Handle, 600 WOG
Brass Ball Valves | JF-100T-LH | 100-105-LH | 1" | 48.132 | 2 Piece, Full Port, Brass, Threaded Connection, Latch Lock Handle, 600 WOG
Brass Ball Valves | JF-100T-LH | 100-106-LH | 1-1/4" | 73.8045 | 2 Piece, Full Port, Brass, Threaded Connection, Latch Lock Handle, 600 WOG
Brass Ball Valves | JF-100T-LH | 100-107-LH | 1-1/2" | 105.063 | 2 Piece, Full Port, Brass, Threaded Connection, Latch Lock Handle, 600 WOG
Brass Ball Valves | JF-100T-LH | 100-108-LH | 2" | 157.92 | 2 Piece, Full Port, Brass, Threaded Connection, Latch Lock Handle, 600 WOG
Brass Ball Valves | JF-100T-LH | 100-109-LH | 2 1/2" | 367.5105 | 2 Piece, Full Port, Brass, Threaded Connection, Latch Lock Handle, 600 WOG
Brass Ball Valves | JF-100T-LH | 100-110-LH | 3" | 551.9745 | 2 Piece, Full Port, Brass, Threaded Connection, Latch Lock Handle, 600 WOG
Brass Ball Valves | JF-100T-LH | 100-111-LH | 4" | 971.481 | 2 Piece, Full Port, Brass, Threaded Connection, Latch Lock Handle, 600 WOG
Brass Ball Valves | JF-100S-LH | 100-113-LH | 1/2" | 18.3015 | 2 Piece, Full Port, Brass, Solder Connection, Latch Lock Handle, 600 WOG
Brass Ball Valves | JF-100S-LH | 100-114-LH | 3/4" | 29.2005 | 2 Piece, Full Port, Brass, Solder Connection, Latch Lock Handle, 600 WOG
Brass Ball Valves | JF-100S-LH | 100-115-LH | 1" | 45.5805 | 2 Piece, Full Port, Brass, Solder Connection, Latch Lock Handle, 600 WOG
Brass Ball Valves | JF-100S-LH | 100-116-LH | 1-1/4" | 77.5845 | 2 Piece, Full Port, Brass, Solder Connection, Latch Lock Handle, 600 WOG
Brass Ball Valves | JF-100S-LH | 100-117-LH | 1-1/2" | 100.8525 | 2 Piece, Full Port, Brass, Solder Connection, Latch Lock Handle, 600 WOG
Brass Ball Valves | JF-100S-LH | 100-118-LH | 2" | 160.146 | 2 Piece, Full Port, Brass, Solder Connection, Latch Lock Handle, 600 WOG
Brass Ball Valves | JF-100S-LH | 100-119-LH | 2 1/2" | 371.133 | 2 Piece, Full Port, Brass, Solder Connection, Latch Lock Handle, 600 WOG
Brass Ball Valves | JF-100S-LH | 100-120-LH | 3" | 482.2755 | 2 Piece, Full Port, Brass, Solder Connection, Latch Lock Handle, 600 WOG
Brass Ball Valves | JF-100S-LH | 100-121-LH | 4" | 915.2535 | 2 Piece, Full Port, Brass, Solder Connection, Latch Lock Handle, 600 WOG
Brass Ball Valves | JF-100TFM | 100-131 | 1/4" | 12.5055 | 2 Piece, Full Port, Brass, MNPT x FNPT Connection, 600 WOG
Brass Ball Valves | JF-100TFM | 100-132 | 3/8" | 12.5055 | 2 Piece, Full Port, Brass, MNPT x FNPT Connection, 600 WOG
Brass Ball Valves | JF-100TFM | 100-133 | 1/2" | 19.677 | 2 Piece, Full Port, Brass, MNPT x FNPT Connection, 600 WOG
Brass Ball Valves | JF-100TFM | 100-134 | 3/4" | 30.1875 | 2 Piece, Full Port, Brass, MNPT x FNPT Connection, 600 WOG
Brass Ball Valves | JF-100TFM | 100-135 | 1" | 47.2605 | 2 Piece, Full Port, Brass, MNPT x FNPT Connection, 600 WOG
Brass Ball Valves | JF-100TFM T-handle | 100-131-TH | 1/4" | 13.398 | 2 Piece, Full Port, Brass, MNPT x FNPT Connection, T-Handle, 600 WOG
Brass Ball Valves | JF-100TFM T-handle | 100-132-TH | 3/8" | 13.86 | 2 Piece, Full Port, Brass, MNPT x FNPT Connection, T-Handle, 600 WOG
Brass Ball Valves | JF-100TFM T-handle | 100-133-TH | 1/2" | 20.8845 | 2 Piece, Full Port, Brass, MNPT x FNPT Connection, T-Handle, 600 WOG
Brass Ball Valves | JF-100TFM T-handle | 100-134-TH | 3/4" | 31.836 | 2 Piece, Full Port, Brass, MNPT x FNPT Connection, T-Handle, 600 WOG
Brass Ball Valves | JF-100TFM T-handle | 100-135-TH | 1" | 50.085 | 2 Piece, Full Port, Brass, MNPT x FNPT Connection, T-Handle, 600 WOG
Brass Ball Valves | T-83C | 100-397 | 1/8" FIP x 1/8” MIP | 12.705 | 2 Piece, Full Port, Mini Ball Valve, Brass, Threaded Connection, 600 WOG
Brass Ball Valves | T-83C | 100-398 | 1/4" FIP x 1/8” MIP | 12.705 | 2 Piece, Full Port, Mini Ball Valve, Brass, Threaded Connection, 600 WOG
Brass Ball Valves | T-83C | 100-399 | 1/4" FIP x 1/4” MIP | 12.705 | 2 Piece, Full Port, Mini Ball Valve, Brass, Threaded Connection, 600 WOG
Brass Ball Valves | T-83C | 100-400 | 1/4" FIP x 1/4” FIP | 12.705 | 2 Piece, Full Port, Mini Ball Valve, Brass, Threaded Connection, 600 WOG
Brass Ball Valves | T-83C T-handle | 100-397-TH | 1/8" FIP x 1/8” MIP | 12.705 | 2 Piece, Full Port, Mini Ball Valve, Brass, Threaded Connection, 600 WOG
Brass Ball Valves | T-83C T-handle | 100-398-TH | 1/4" FIP x 1/8” MIP | 12.705 | 2 Piece, Full Port, Mini Ball Valve, Brass, Threaded Connection, 600 WOG
Brass Ball Valves | T-83C T-handle | 100-399-TH | 1/4" FIP x 1/4” MIP | 12.705 | 2 Piece, Full Port, Mini Ball Valve, Brass, Threaded Connection, 600 WOG
Brass Ball Valves | T-83C T-handle | 100-400-TH | 1/4" FIP x 1/4” FIP | 12.705 | 2 Piece, Full Port, Mini Ball Valve, Brass, Threaded Connection, 600 WOG
Brass Ball Valves | PF-86-M | 186-730 | 1/8" MIP x 5/32" Puah-Fit | 13.3455 | 2 Piece, Full Port, Brass, MNPT x Push-Fit Connection, 200 WOG
Brass Ball Valves | PF-86-M | 186-731 | 1/8" MIP x 1/4" Push-Fit | 13.6395 | 2 Piece, Full Port, Brass, MNPT x Push-Fit Connection, 200 WOG
Brass Ball Valves | PF-86-M | 186-741 | 1/4" MIP x 1/4" Push-Fit | 13.8495 | 2 Piece, Full Port, Brass, MNPT x Push-Fit Connection, 200 WOG
Brass Ball Valves | PF-86-M | 186-743 | 3/8" MIP x 3/8" Push-Fit | 17.2515 | 2 Piece, Full Port, Brass, MNPT x Push-Fit Connection, 200 WOG
Brass Ball Valves | PF-86-PF | 186-530 | 1/8" | 17.913 | 2 Piece, Full Port, Brass, Push-Fit Connection, 200 WOG
Brass Ball Valves | PF-86-PF | 186-531 | 1/4" | 18.6585 | 2 Piece, Full Port, Brass, Push-Fit Connection, 200 WOG
Brass Ball Valves | PF-86-PF | 186-533 | 3/8" | 20.8425 | 2 Piece, Full Port, Brass, Push-Fit Connection, 200 WOG
Brass Ball Valves | Terminator G | TG-AFF | 1/2" | 113.8095 | Globe Style Manual Balancing Valve, Multi-Turn, Variable Orifice, Brass, Threaded Connection, 300 WOG
Brass Ball Valves | Terminator G | TG-BFF | 3/4" | 123.585 | Globe Style Manual Balancing Valve, Multi-Turn, Variable Orifice, Brass, Threaded Connection, 300 WOG
Brass Ball Valves | Terminator G | TG-CFF | 1" | 162.036 | Globe Style Manual Balancing Valve, Multi-Turn, Variable Orifice, Brass, Threaded Connection, 300 WOG
Brass Ball Valves | Terminator G | TG-DFF | 1-1/4" | 239.2215 | Globe Style Manual Balancing Valve, Multi-Turn, Variable Orifice, Brass, Threaded Connection, 300 WOG
Brass Ball Valves | Terminator G | TG-EFF | 1-1/2" | 266.343 | Globe Style Manual Balancing Valve, Multi-Turn, Variable Orifice, Brass, Threaded Connection, 300 WOG
Brass Ball Valves | Terminator G | TG-FFF | 2" | 387.45 | Globe Style Manual Balancing Valve, Multi-Turn, Variable Orifice, Brass, Threaded Connection, 300 WOG
Brass Ball Valves | Terminator G | TG-ACC | 1/2" | 111.384 | Globe Style Manual Balancing Valve, Multi-Turn, Variable Orifice, Brass, Solder Connection, 300 WOG
Brass Ball Valves | Terminator G | TG-BCC | 3/4" | 120.7185 | Globe Style Manual Balancing Valve, Multi-Turn, Variable Orifice, Brass, Solder Connection, 300 WOG
Brass Ball Valves | Terminator G | TG-CCC | 1" | 158.991 | Globe Style Manual Balancing Valve, Multi-Turn, Variable Orifice, Brass, Solder Connection, 300 WOG
Brass Ball Valves | Terminator G | TG-DCC | 1-1/4" | 235.3995 | Globe Style Manual Balancing Valve, Multi-Turn, Variable Orifice, Brass, Solder Connection, 300 WOG
Brass Ball Valves | Terminator G | TG-ECC | 1-1/2" | 261.219 | Globe Style Manual Balancing Valve, Multi-Turn, Variable Orifice, Brass, Solder Connection, 300 WOG
Brass Ball Valves | Terminator G | TG-FCC | 2" | 379.89 | Globe Style Manual Balancing Valve, Multi-Turn, Variable Orifice, Brass, Solder Connection, 300 WOG
Brass Ball Valves | Terminator G | TG-GFF | 2-1/2" | 883.7535 | Globe Style Manual Balancing Valve, Multi-Turn, Variable Orifice, Brass, Flanged Connection, 230 WOG
Brass Ball Valves | Terminator G | TG-HFF | 3" | 965.8215 | Globe Style Manual Balancing Valve, Multi-Turn, Variable Orifice, Brass, Flanged Connection, 230 WOG
Brass Ball Valves | Terminator G | TG-IFF | 4" | 1421.532 | Globe Style Manual Balancing Valve, Multi-Turn, Variable Orifice, Brass, Flanged Connection, 230 WOG
Brass Ball Valves | Terminator G | TG-KFF | 6" | 2679.2745 | Globe Style Manual Balancing Valve, Multi-Turn, Variable Orifice, Brass, Flanged Connection, 230 WOG
Brass Ball Valves | Terminator G | TG-LFF | 8" | 4840.374 | Globe Style Manual Balancing Valve, Multi-Turn, Variable Orifice, Brass, Flanged Connection, 230 WOG
Brass Ball Valves | Terminator G | TG-MFF | 10" | 11024.4855 | Globe Style Manual Balancing Valve, Multi-Turn, Variable Orifice, Brass, Flanged Connection, 230 WOG
Brass Ball Valves | Terminator G | TG-NFF | 12" | 15317.5365 | Globe Style Manual Balancing Valve, Multi-Turn, Variable Orifice, Brass, Flanged Connection, 230 WOG
Brass Ball Valves | Terminator G | TG-GGG | 2-1/2" | 864.696 | Globe Style Manual Balancing Valve, Multi-Turn, Variable Orifice, Brass, Grooved Connection, 235 WOG
Brass Ball Valves | Terminator G | TG-HGG | 3" | 1007.706 | Globe Style Manual Balancing Valve, Multi-Turn, Variable Orifice, Brass, Grooved Connection, 235 WOG
Brass Ball Valves | Terminator G | TG-IGG | 4" | 1562.2635 | Globe Style Manual Balancing Valve, Multi-Turn, Variable Orifice, Brass, Grooved Connection, 235 WOG
Brass Ball Valves | Terminator G | TG-KGG | 6" | 2656.878 | Globe Style Manual Balancing Valve, Multi-Turn, Variable Orifice, Brass, Grooved Connection, 235 WOG
Brass Ball Valves | Terminator G | TG-LGG | 8" | 5044.83 | Globe Style Manual Balancing Valve, Multi-Turn, Variable Orifice, Brass, Grooved Connection, 235 WOG
Brass Ball Valves | Terminator G | TG-MGG | 10" | 10818.4755 | Globe Style Manual Balancing Valve, Multi-Turn, Variable Orifice, Brass, Grooved Connection, 235 WOG
Brass Ball Valves | Terminator G | TG-NGG | 12" | 15172.647 | Globe Style Manual Balancing Valve, Multi-Turn, Variable Orifice, Brass, Grooved Connection, 235 WOG
Brass Ball Valves | Terminator B | TB-AFF | 1/2" | 97.545 | Manual Balancing Valve, Quarter Turn, Fixed Orifice, Brass, Threaded Connection, 600 WOG
Brass Ball Valves | Terminator B | TB-BFF | 3/4" | 101.094 | Manual Balancing Valve, Quarter Turn, Fixed Orifice, Brass, Threaded Connection, 600 WOG
Brass Ball Valves | Terminator B | TB-CFF | 1" | 145.4355 | Manual Balancing Valve, Quarter Turn, Fixed Orifice, Brass, Threaded Connection, 600 WOG
Brass Ball Valves | Terminator B | TB-DFF | 1-1/4" | 221.676 | Manual Balancing Valve, Quarter Turn, Fixed Orifice, Brass, Threaded Connection, 600 WOG
Brass Ball Valves | Terminator B | TB-EFF | 1-1/2" | 274.8795 | Manual Balancing Valve, Quarter Turn, Fixed Orifice, Brass, Threaded Connection, 600 WOG
Brass Ball Valves | Terminator B | TB-FFF | 2" | 399.021 | Manual Balancing Valve, Quarter Turn, Fixed Orifice, Brass, Threaded Connection, 600 WOG
Brass Ball Valves | Terminator B | TB-ACC | 1/2" | 97.545 | Manual Balancing Valve, Quarter Turn, Fixed Orifice, Brass, Solder Connection, 600 WOG
Brass Ball Valves | Terminator B | TB-BCC | 3/4" | 101.094 | Manual Balancing Valve, Quarter Turn, Fixed Orifice, Brass, Solder Connection, 600 WOG
Brass Ball Valves | Terminator B | TB-CCC | 1" | 145.4355 | Manual Balancing Valve, Quarter Turn, Fixed Orifice, Brass, Solder Connection, 600 WOG
Brass Ball Valves | Terminator B | TB-DCC | 1-1/4" | 221.676 | Manual Balancing Valve, Quarter Turn, Fixed Orifice, Brass, Solder Connection, 600 WOG
Brass Ball Valves | Terminator B | TB-ECC | 1-1/2" | 274.8795 | Manual Balancing Valve, Quarter Turn, Fixed Orifice, Brass, Solder Connection, 600 WOG
Brass Ball Valves | Terminator B | TB-FCC | 2" | 399.021 | Manual Balancing Valve, Quarter Turn, Fixed Orifice, Brass, Solder Connection, 600 WOG
Brass Ball Valves | T-600-4B | 500-603 | 1/2" | - | 3 Piece, 4 Bolt, Full Port, Bronze, Threaded Connection, Stainless Steel Ball & Stem, 600 WOG
Brass Ball Valves | T-600-4B | 500-604 | 3/4" | - | 3 Piece, 4 Bolt, Full Port, Bronze, Threaded Connection, Stainless Steel Ball & Stem, 600 WOG
Brass Ball Valves | T-600-4B | 500-605 | 1" | - | 3 Piece, 4 Bolt, Full Port, Bronze, Threaded Connection, Stainless Steel Ball & Stem, 600 WOG
Brass Ball Valves | T-600-4B | 500-606 | 1-1/4" | - | 3 Piece, 4 Bolt, Full Port, Bronze, Threaded Connection, Stainless Steel Ball & Stem, 600 WOG
Brass Ball Valves | T-600-4B | 500-607 | 1-1/2" | - | 3 Piece, 4 Bolt, Full Port, Bronze, Threaded Connection, Stainless Steel Ball & Stem, 600 WOG
Brass Ball Valves | T-600-4B | 500-608 | 2" | - | 3 Piece, 4 Bolt, Full Port, Bronze, Threaded Connection, Stainless Steel Ball & Stem, 600 WOG
Brass Ball Valves | S-600-4B | 500-613 | 1/2" | - | 3 Piece, 4 Bolt, Full Port, Bronze, Solder Connection, Stainless Steel Ball & Stem, 600 WOG
Brass Ball Valves | S-600-4B | 500-614 | 3/4" | - | 3 Piece, 4 Bolt, Full Port, Bronze, Solder Connection, Stainless Steel Ball & Stem, 600 WOG
Brass Ball Valves | S-600-4B | 500-615 | 1" | - | 3 Piece, 4 Bolt, Full Port, Bronze, Solder Connection, Stainless Steel Ball & Stem, 600 WOG
Brass Ball Valves | S-600-4B | 500-616 | 1-1/4" | - | 3 Piece, 4 Bolt, Full Port, Bronze, Solder Connection, Stainless Steel Ball & Stem, 600 WOG
Brass Ball Valves | S-600-4B | 500-617 | 1-1/2" | - | 3 Piece, 4 Bolt, Full Port, Bronze, Solder Connection, Stainless Steel Ball & Stem, 600 WOG
Brass Ball Valves | S-600-4B | 500-618 | 2" | - | 3 Piece, 4 Bolt, Full Port, Bronze, Solder Connection, Stainless Steel Ball & Stem, 600 WOG
Medical Gas Ball Valves | S-650-CE-4B | 500-803 | 1/2" | 308.9688 | 3 Piece, 4 Bolt, Brass, Oxygen Cleaned for Medical Gas, Copper Stub Connection, 600 WOG
Medical Gas Ball Valves | S-650-CE-4B | 500-804 | 3/4" | 428.9608 | 3 Piece, 4 Bolt, Brass, Oxygen Cleaned for Medical Gas, Copper Stub Connection, 600 WOG
Medical Gas Ball Valves | S-650-CE-4B | 500-805 | 1" | 575.6648 | 3 Piece, 4 Bolt, Brass, Oxygen Cleaned for Medical Gas, Copper Stub Connection, 600 WOG
Medical Gas Ball Valves | S-650-CE-4B | 500-806 | 1-1/4" | 715.553 | 3 Piece, 4 Bolt, Brass, Oxygen Cleaned for Medical Gas, Copper Stub Connection, 600 WOG
Medical Gas Ball Valves | S-650-CE-4B | 500-807 | 1-1/2" | 1055.6116 | 3 Piece, 4 Bolt, Brass, Oxygen Cleaned for Medical Gas, Copper Stub Connection, 600 WOG
Medical Gas Ball Valves | S-650-CE-4B | 500-808 | 2" | 2297.6136 | 3 Piece, 4 Bolt, Brass, Oxygen Cleaned for Medical Gas, Copper Stub Connection, 600 WOG
Medical Gas Ball Valves | S-675-GP-4B | 500-823 | 1/2" | 252.1344 | 3 Piece, 4 Bolt, Brass, Oxygen Cleaned for Medical Gas, Copper Stub Connection, Single Gauge Port, 600 WOG
Medical Gas Ball Valves | S-675-GP-4B | 500-824 | 3/4" | 346.3351 | 3 Piece, 4 Bolt, Brass, Oxygen Cleaned for Medical Gas, Copper Stub Connection, Single Gauge Port, 600 WOG
Medical Gas Ball Valves | S-675-DGP-4B | 500-833 | 1/2" | 349.9378 | 3 Piece, 4 Bolt, Brass, Oxygen Cleaned for Medical Gas, Copper Stub Connection, Double Gauge Port, 600 WOG
Medical Gas Ball Valves | S-675-DGP-4B | 500-834 | 3/4" | 471.753 | 3 Piece, 4 Bolt, Brass, Oxygen Cleaned for Medical Gas, Copper Stub Connection, Double Gauge Port, 600 WOG
Medical Gas Ball Valves | S-675-DGP-4B | 500-835 | 1" | 649.4938 | 3 Piece, 4 Bolt, Brass, Oxygen Cleaned for Medical Gas, Copper Stub Connection, Double Gauge Port, 600 WOG
Medical Gas Ball Valves | S-675-DGP-4B | 500-836 | 1-1/4" | 830.3298 | 3 Piece, 4 Bolt, Brass, Oxygen Cleaned for Medical Gas, Copper Stub Connection, Double Gauge Port, 600 WOG
Medical Gas Ball Valves | S-675-DGP-4B | 500-837 | 1-1/2" | 1144.9696 | 3 Piece, 4 Bolt, Brass, Oxygen Cleaned for Medical Gas, Copper Stub Connection, Double Gauge Port, 600 WOG
Medical Gas Ball Valves | S-675-DGP-4B | 500-838 | 2" | 2384.1202 | 3 Piece, 4 Bolt, Brass, Oxygen Cleaned for Medical Gas, Copper Stub Connection, Double Gauge Port, 600 WOG
Medical Gas Ball Valves | S-675-DGP-4B-SS | 500-833SS | 1/2" | 402.429 | 3 Piece, 4 Bolt, Brass, Oxygen Cleaned for Medical Gas, Copper Stub Connection, Double Gauge Port, Stainless Steel Ball & Stem, 600 WOG
Medical Gas Ball Valves | S-675-DGP-4B-SS | 500-834SS | 3/4" | 542.5186 | 3 Piece, 4 Bolt, Brass, Oxygen Cleaned for Medical Gas, Copper Stub Connection, Double Gauge Port, Stainless Steel Ball & Stem, 600 WOG
Medical Gas Ball Valves | S-675-DGP-4B-SS | 500-835SS | 1" | 746.9184 | 3 Piece, 4 Bolt, Brass, Oxygen Cleaned for Medical Gas, Copper Stub Connection, Double Gauge Port, Stainless Steel Ball & Stem, 600 WOG
Medical Gas Ball Valves | S-675-DGP-4B-SS | 500-836SS | 1-1/4" | 954.8692 | 3 Piece, 4 Bolt, Brass, Oxygen Cleaned for Medical Gas, Copper Stub Connection, Double Gauge Port, Stainless Steel Ball & Stem, 600 WOG
Medical Gas Ball Valves | S-675-DGP-4B-SS | 500-837SS | 1-1/2" | 1316.7214 | 3 Piece, 4 Bolt, Brass, Oxygen Cleaned for Medical Gas, Copper Stub Connection, Double Gauge Port, Stainless Steel Ball & Stem, 600 WOG
Medical Gas Ball Valves | S-675-DGP-4B-SS | 500-838SS | 2" | 2741.743 | 3 Piece, 4 Bolt, Brass, Oxygen Cleaned for Medical Gas, Copper Stub Connection, Double Gauge Port, Stainless Steel Ball & Stem, 600 WOG
Gas Ball Valves | T-204DU | 101-513DU | 1/2" FIP x 1/2" FL | 30.7125 | 2 Piece, Gas Ball Valve, Integrated Dielectric Union End, T-Handle, 600 WOG
Gas Ball Valves | T-204DU | 101-403DU | 1/2" FIP x 1/2" FIP | 30.7125 | 2 Piece, Gas Ball Valve, Integrated Dielectric Union End, T-Handle, 600 WOG
Gas Ball Valves | T-204DU | 101-404DU | 3/4" FIP x 3/4" FIP | 51.387 | 2 Piece, Gas Ball Valve, Integrated Dielectric Union End, T-Handle, 600 WOG
Gas Ball Valves | T-204DU | 101-703DU | 1/2" MIP x 1/2" FL | 31.059 | 2 Piece, Gas Ball Valve, Integrated Dielectric Union End, T-Handle, 600 WOG
Gas Ball Valves | T-204DU | 101-704DU | 3/4" MIP x 5/8" FL | 52.1535 | 2 Piece, Gas Ball Valve, Integrated Dielectric Union End, T-Handle, 600 WOG
Gas Ball Valves | T-204DU | 101-803DU | 1/2" MIP x 1/2" FIP | 31.059 | 2 Piece, Gas Ball Valve, Integrated Dielectric Union End, T-Handle, 600 WOG
Gas Ball Valves | T-204DU | 101-804DU | 3/4" MIP x 3/4" FIP | 52.1535 | 2 Piece, Gas Ball Valve, Integrated Dielectric Union End, T-Handle, 600 WOG
Gas Ball Valves | T-204 | 101-401 | 1/4" FIP | 19.8135 | 2 Piece, Gas Ball Valve, T-Handle, 600 WOG
Gas Ball Valves | T-204 | 101-402 | 3/8" FIP | 20.9685 | 2 Piece, Gas Ball Valve, T-Handle, 600 WOG
Gas Ball Valves | T-204 | 101-403 | 1/2" FIP | 15.33 | 2 Piece, Gas Ball Valve, T-Handle, 600 WOG
Gas Ball Valves | T-204 | 101-404 | 3/4" FIP | 25.4415 | 2 Piece, Gas Ball Valve, T-Handle, 600 WOG
Gas Ball Valves | T-204 | 101-502 | 1/2" FIP x 3/8" FL | 20.6115 | 2 Piece, Gas Ball Valve, T-Handle, 600 WOG
Gas Ball Valves | T-204 | 101-503 | 1/2" FIP x 1/2" FL | 20.6115 | 2 Piece, Gas Ball Valve, T-Handle, 600 WOG
Gas Ball Valves | T-204 | 101-504 | 3/4" FIP x 5/8" FL | 29.4 | 2 Piece, Gas Ball Valve, T-Handle, 600 WOG
Gas Ball Valves | T-204 | 101-601 | 1/2" FL x 3/8" FL | 22.7115 | 2 Piece, Gas Ball Valve, T-Handle, 600 WOG
Gas Ball Valves | T-204 | 101-602 | 3/8" FL x 3/8" FL | 20.6115 | 2 Piece, Gas Ball Valve, T-Handle, 600 WOG
Gas Ball Valves | T-204 | 101-603 | 1/2" FL x 1/2" FL | 20.6115 | 2 Piece, Gas Ball Valve, T-Handle, 600 WOG
Gas Ball Valves | T-204 | 101-604 | 5/8" FL x 5/8" FL | 30.2085 | 2 Piece, Gas Ball Valve, T-Handle, 600 WOG
Gas Ball Valves | T-204 | 101-702 | 1/2" MIP x 3/8" FL | 20.6115 | 2 Piece, Gas Ball Valve, T-Handle, 600 WOG
Gas Ball Valves | T-204 | 101-703 | 1/2" MIP x 1/2" FL | 20.6115 | 2 Piece, Gas Ball Valve, T-Handle, 600 WOG
Gas Ball Valves | T-204 Brass T-Handle | 101-404BRT | 3/4" FIP | 38.7135 | 2 Piece, Gas Ball Valve, Brass T-Handle, 600 WOG
Gas Ball Valves | T-204 Teardrop | 101-411 | 1/4" FIP | 19.8135 | 2 Piece, Gas Ball Valve, Teardrop Handle, 600 WOG
Gas Ball Valves | T-204 Teardrop | 101-412 | 3/8" FIP | 20.9685 | 2 Piece, Gas Ball Valve, Teardrop Handle, 600 WOG
Gas Ball Valves | T-204 Teardrop | 101-413 | 1/2" FIP | 15.33 | 2 Piece, Gas Ball Valve, Teardrop Handle, 600 WOG
Gas Ball Valves | T-204 Teardrop | 101-414 | 3/4" FIP | 25.4415 | 2 Piece, Gas Ball Valve, Teardrop Handle, 600 WOG
Gas Ball Valves | T-204 Teardrop | 101-512 | 1/2" FIP x 3/8" FL | 20.6115 | 2 Piece, Gas Ball Valve, Teardrop Handle, 600 WOG
Gas Ball Valves | T-204 Teardrop | 101-513 | 1/2" FIP x 1/2" FL | 20.6115 | 2 Piece, Gas Ball Valve, Teardrop Handle, 600 WOG
Gas Ball Valves | T-204 Teardrop | 101-612 | 3/8" FL x 3/8" FL | 20.6115 | 2 Piece, Gas Ball Valve, Teardrop Handle, 600 WOG
Gas Ball Valves | T-204 Teardrop | 101-613 | 1/2" FL x 1/2" FL | 20.6115 | 2 Piece, Gas Ball Valve, Teardrop Handle, 600 WOG
Gas Ball Valves | T-204 Teardrop | 101-614 | 5/8" FL x 5/8" FL | 30.2085 | 2 Piece, Gas Ball Valve, Teardrop Handle, 600 WOG
Gas Ball Valves | T-203DU | 102-303DU | 1/2" FIP x 1/2" MIP | - | 2 Piece, Gas Ball Valve, Integrated Dielectric Union End, T-Handle, Side Tap, 600 WOG
Gas Ball Valves | T-203DU | 102-304DU | 3/4" FIP x 3/4" MIP | - | 2 Piece, Gas Ball Valve, Integrated Dielectric Union End, T-Handle, Side Tap, 600 WOG
Gas Ball Valves | T-203DU | 102-403DU | 1/2" FL x 1/2" MIP | 36.9705 | 2 Piece, Gas Ball Valve, Integrated Dielectric Union End, T-Handle, Side Tap, 600 WOG
Gas Ball Valves | T-203DU | 102-313DU | 1/2" FIP x 1/2" FIP | 33.2955 | 2 Piece, Gas Ball Valve, Integrated Dielectric Union End, T-Handle, Side Tap, 600 WOG
Gas Ball Valves | T-203DU | 102-314DU | 3/4" FIP x 3/4" FIP | 48.3735 | 2 Piece, Gas Ball Valve, Integrated Dielectric Union End, T-Handle, Side Tap, 600 WOG
Gas Ball Valves | T-203DU | 102-413DU | 1/2" FL x 1/2" FIP | 36.9705 | 2 Piece, Gas Ball Valve, Integrated Dielectric Union End, T-Handle, Side Tap, 600 WOG
Gas Ball Valves | T-203 | 102-301 | 1/4" FIP | 26.607 | 2 Piece, Gas Ball Valve, T-Handle, Side Tap, 600 WOG
Gas Ball Valves | T-203 | 102-302 | 3/8" FIP | 26.607 | 2 Piece, Gas Ball Valve, T-Handle, Side Tap, 600 WOG
Gas Ball Valves | T-203 | 102-303 | 1/2" FIP | 26.607 | 2 Piece, Gas Ball Valve, T-Handle, Side Tap, 600 WOG
Gas Ball Valves | T-203 | 102-304 | 3/4" FIP | 33.789 | 2 Piece, Gas Ball Valve, T-Handle, Side Tap, 600 WOG
Gas Ball Valves | T-203 | 102-402 | 3/8" FL x FL | 31.9305 | 2 Piece, Gas Ball Valve, T-Handle, Side Tap, 600 WOG
Gas Ball Valves | T-203 | 102-403 | 1/2" FL x FL | 31.9305 | 2 Piece, Gas Ball Valve, T-Handle, Side Tap, 600 WOG
Gas Ball Valves | T-203 | 102-404 | 5/8" FL x FL | 44.5935 | 2 Piece, Gas Ball Valve, T-Handle, Side Tap, 600 WOG
Gas Ball Valves | T-203 | 102-405 | 1/2" FIP x 1/2" FL | 39.564 | 2 Piece, Gas Ball Valve, T-Handle, Side Tap, 600 WOG
Gas Ball Valves | T-205 | 102-503 | 1/2" FIP | 15.3195 | 2 Piece, Gas Ball Valve, T-Handle, 400 WOG
Gas Ball Valves | T-205 | 102-504 | 3/4" FIP | 21.42 | 2 Piece, Gas Ball Valve, T-Handle, 400 WOG
Gas Ball Valves | T-205 | 102-505 | 1" FIP | 34.9335 | 2 Piece, Gas Ball Valve, T-Handle, 400 WOG
Gas Ball Valves | T-205 | 102-513 | 1/2" FIP | 15.3195 | 2 Piece, Gas Ball Valve, Teardrop Handle, 400 WOG
Gas Ball Valves | T-205 | 102-514 | 3/4" FIP | 21.42 | 2 Piece, Gas Ball Valve, Teardrop Handle, 400 WOG
Gas Ball Valves | Brass LP Dielectric Union | 703-102 | 1/2" MIP x 3/8" FL | 37.1145 | LP Dielectric Union, Brass, MIP x Flare, 250 PSI
Gas Ball Valves | Brass LP Dielectric Union | 703-103 | 1/2" MIP x 1/2" FL | 40.0575 | LP Dielectric Union, Brass, MIP x Flare, 250 PSI
Gas Ball Valves | Brass LP Dielectric Union | 703-104 | 1/2" MIP x 5/8" FL | 40.3954 | LP Dielectric Union, Brass, MIP x Flare, 250 PSI
Gas Ball Valves | Brass LP Dielectric Union | 704-102 | 3/4" MIP x 3/8" FL | 48.0145 | LP Dielectric Union, Brass, MIP x Flare, 250 PSI
Gas Ball Valves | Brass LP Dielectric Union | 704-103 | 3/4" MIP x 1/2" FL | 49.7367 | LP Dielectric Union, Brass, MIP x Flare, 250 PSI
Gas Ball Valves | Brass LP Dielectric Union | 704-104 | 3/4" MIP x 5/8" FL | 52.0366 | LP Dielectric Union, Brass, MIP x Flare, 250 PSI
Gas Ball Valves | T-2005C | 102-603 | 1/2" | 13.314 | 2 Piece, Gas Ball Valve, Teardrop Handle, 175 WOG
Gas Ball Valves | T-2005C | 102-604 | 3/4" | 19.8765 | 2 Piece, Gas Ball Valve, Teardrop Handle, 175 WOG
Gas Ball Valves | T-2005C | 102-605 | 1" | 31.8675 | 2 Piece, Gas Ball Valve, Teardrop Handle, 175 WOG
Gas Ball Valves | T-2005C | 102-623 | 1/2" | 13.314 | 2 Piece, Gas Ball Valve, Teardrop Handle, 175 WOG
Gas Ball Valves | T-2005C | 102-624 | 3/4" | 19.8765 | 2 Piece, Gas Ball Valve, Teardrop Handle, 175 WOG
Gas Ball Valves | T-2005C | 102-625 | 1" | 31.8675 | 2 Piece, Gas Ball Valve, Teardrop Handle, 175 WOG
Gas Ball Valves | T-2004C | 102-612 | 3/8" FL x FL | 13.6815 | 2 Piece, Gas Ball Valve, Yellow Teardrop Handle, 175 WOG
Gas Ball Valves | T-2004C | 102-613 | 1/2" FL x FL | 15.3615 | 2 Piece, Gas Ball Valve, Yellow Teardrop Handle, 175 WOG
Gas Ball Valves | T-2004C | 102-614 | 5/8" FL x FL | 22.0395 | 2 Piece, Gas Ball Valve, Yellow Teardrop Handle, 175 WOG
Gas Ball Valves | T-2004C | 102-633 | 1/2" FIP x 1/2" FL | 14.6265 | 2 Piece, Gas Ball Valve, Yellow Teardrop Handle, 175 WOG
Lockwings | 175-LWN | 240-003B | 1/2" BRASS | 38.7712 | 2 Piece, Utility Gas Ball Valve, Full Port, 175 PSIG
Lockwings | 175-LWN | 240-003P | 1/2" PAINTED | 46.9456 | 2 Piece, Utility Gas Ball Valve, Full Port, 175 PSIG
Lockwings | 175-LWN | 240-004B | 3/4" BRASS | 43.2328 | 2 Piece, Utility Gas Ball Valve, Full Port, 175 PSIG
Lockwings | 175-LWN | 240-004P | 3/4" PAINTED | 47.4448 | 2 Piece, Utility Gas Ball Valve, Full Port, 175 PSIG
Lockwings | 175-LWN | 240-004T | 3/4" TEA | 47.4552 | 2 Piece, Utility Gas Ball Valve, Full Port, 175 PSIG
Lockwings | 175-LWN | 240-005B | 1" BRASS | 60.5488 | 2 Piece, Utility Gas Ball Valve, Full Port, 175 PSIG
Lockwings | 175-LWN | 240-005P | 1" PAINTED | 65.832 | 2 Piece, Utility Gas Ball Valve, Full Port, 175 PSIG
Lockwings | 175-LWN | 240-005T | 1" TEA | 65.8424 | 2 Piece, Utility Gas Ball Valve, Full Port, 175 PSIG
Lockwings | 175-LWN | 240-006B | 1-1/4" BRASS | 109.6056 | 2 Piece, Utility Gas Ball Valve, Full Port, 175 PSIG
Lockwings | 175-LWN | 240-006P | 1-1/4" PAINTED | 123.968 | 2 Piece, Utility Gas Ball Valve, Full Port, 175 PSIG
Lockwings | 175-LWN | 240-006T | 1-1/4" TEA | 123.968 | 2 Piece, Utility Gas Ball Valve, Full Port, 175 PSIG
Lockwings | 175-LWN | 240-007B | 1-1/2" BRASS | 159.6608 | 2 Piece, Utility Gas Ball Valve, Full Port, 175 PSIG
Lockwings | 175-LWN | 240-007P | 1-1/2" PAINTED | 175.3752 | 2 Piece, Utility Gas Ball Valve, Full Port, 175 PSIG
Lockwings | 175-LWN | 240-007T | 1-1/2" TEA | 175.3648 | 2 Piece, Utility Gas Ball Valve, Full Port, 175 PSIG
Lockwings | 175-LWN | 240-008B | 2" BRASS | 212.888 | 2 Piece, Utility Gas Ball Valve, Full Port, 175 PSIG
Lockwings | 175-LWN | 240-008P | 2" PAINTED | 234.0832 | 2 Piece, Utility Gas Ball Valve, Full Port, 175 PSIG
Lockwings | 175-LWN | 240-008T | 2" TEA | 234.0728 | 2 Piece, Utility Gas Ball Valve, Full Port, 175 PSIG
Lockwings | 175-LWIN | 241-004D | 3/4" BRASS | 66.5808 | 2 Piece, Utility Gas Ball Valve, Full Port, 175 PSIG
Lockwings | 175-LWIN | 241-004P | 3/4" PAINTED | 72.8312 | 2 Piece, Utility Gas Ball Valve, Full Port, Insulated Tail Piece, 175 PSIG
Lockwings | 175-LWIN | 241-004T | 3/4" TEA | 72.8312 | 2 Piece, Utility Gas Ball Valve, Full Port, Insulated Tail Piece, 175 PSIG
Lockwings | 175-LWIN | 241-005D | 1" BRASS | 95.2744 | 2 Piece, Utility Gas Ball Valve, Full Port, Insulated Tail Piece, 175 PSIG
Lockwings | 175-LWIN | 241-005P | 1" PAINTED | 99.7672 | 2 Piece, Utility Gas Ball Valve, Full Port, Insulated Tail Piece, 175 PSIG
Lockwings | 175-LWIN | 241-005T | 1" TEA | 99.7672 | 2 Piece, Utility Gas Ball Valve, Full Port, Insulated Tail Piece, 175 PSIG
Lockwings | 175-LWIN | 241-006D | 1-1/4" BRASS | 147.888 | 2 Piece, Utility Gas Ball Valve, Full Port, Insulated Tail Piece, 175 PSIG
Lockwings | 175-LWIN | 241-006P | 1-1/4" PAINTED | 159.12 | 2 Piece, Utility Gas Ball Valve, Full Port, Insulated Tail Piece, 175 PSIG
Lockwings | 175-LWIN | 241-006T | 1-1/4" TEA | 159.12 | 2 Piece, Utility Gas Ball Valve, Full Port, Insulated Tail Piece, 175 PSIG
Lockwings | 175-LWIN | 241-008T | 2" TEA | 469.9448 | 2 Piece, Utility Gas Ball Valve, Full Port, Insulated Tail Piece, 175 PSIG
Lockwings | 125-LWN | 242-005B | 1" BRASS | 52.2184 | 2 Piece, Utility Gas Ball Valve, Full Port, 125 PSIG
Lockwings | 125-LWN | 242-005P | 1" PAINTED | - | 2 Piece, Utility Gas Ball Valve, Full Port, 125 PSIG
Lockwings | 125-LWN | 246-005B | 1" MIP x 1" FIP, BRASS | 56.7112 | 2 Piece, Utility Gas Ball Valve, Full Port, 125 PSIG
Lockwings | 175-LWIBP | 243-004D | 3/4" BRASS | 79.144 | 2 Piece, Utility Gas Ball Valve, Full Port, Service Bypass, Insulated Tail Piece, 175 PSIG
Lockwings | 175-LWIBP | 243-004EXT | 3/4" BRASS | 80.0592 | 2 Piece, Utility Gas Ball Valve, Full Port, Service Bypass, Extended Insulated Male Tail Piece, 175 PSIG
Lockwings | 125-LWIBP | 243-005D | 1" BRASS | 124.176 | 2 Piece, Utility Gas Ball Valve, Full Port, Service Bypass, Insulated Tail Piece, 125 PSIG
Lockwings | 175-LWIBP Commercial Bypass | 243-104T | 3/4" TEA | 135.2728 | 2 Piece, Utility Gas Ball Valve, Full Port, Service Bypass, Insulated Tail Piece, 175 PSIG
Lockwings | 175-LWIBP Commercial Bypass | 243-006D | 1-1/4" BRASS | 195.2496 | 2 Piece, Utility Gas Ball Valve, Full Port, Service Bypass, Insulated Tail Piece, 175 PSIG
Lockwings | 175-LWIBP Commercial Bypass | 243-006T | 1-1/4" TEA | 215.7584 | 2 Piece, Utility Gas Ball Valve, Full Port, Service Bypass, Insulated Tail Piece, 175 PSIG
Lockwings | 175-LWIBP Commercial Bypass | 243-008T | 2" TEA | 545.1888 | 2 Piece, Utility Gas Ball Valve, Full Port, Service Bypass, Insulated Tail Piece, 175 PSIG
Lockwings | 175-LWMBP | 243-204B | 3/4" BRASS | 67.6416 | 2 Piece, Utility Gas Ball Valve, Full Port, Service Bypass, Insulated Tail Piece, 175 PSIG
Lockwings | 125-LWBP | 244-005B | 1" BRASS | 67.5064 | 2 Piece, Utility Gas Ball Valve, Full Port, Service Bypass, 125 PSIG
Lockwings | 125-LWBP | 244-005P | 1" PAINTED | 71.7288 | 2 Piece, Utility Gas Ball Valve, Full Port, Service Bypass, 125 PSIG
Lockwings | 175-LWBP Commercial Bypass | 244-006B | 1-1/4" BRASS | 152.0376 | 2 Piece, Utility Gas Ball Valve, Full Port, Service Bypass, 175 PSIG
Lockwings | 175-LWBP Commercial Bypass | 244-007B | 1-1/2" BRASS | 205.7224 | 2 Piece, Utility Gas Ball Valve, Full Port, Service Bypass, 175 PSIG
Lockwings | 175-LWBP Commercial Bypass | 244-008B | 2" BRASS | 258.5024 | 2 Piece, Utility Gas Ball Valve, Full Port, Service Bypass, 175 PSIG
Lockwings | 175-LWBP Commercial Bypass | 244-008T | 2" TEA | 293.9664 | 2 Piece, Utility Gas Ball Valve, Full Port, Service Bypass, 175 PSIG
Lockwings | 175-LWBP Commercial Bypass Swivel | 245-106B | 2" BRASS |  | 2 Piece, Utility Gas Ball Valve, Full Port, Service Bypass, Swivel Connection, 175 PSIG
Lockwings | 125-LWUBP | 244-105B | 1" BRASS | 88.0568 | 2 Piece, Utility Gas Ball Valve, Full Port, Service Bypass, Union Tail Piece, 125 PSIG
Lockwings | 125-LWUBP | 244-105P | 1" PAINTED | 89.596 | 2 Piece, Utility Gas Ball Valve, Full Port, Service Bypass, Union Tail Piece, 125 PSIG
Lockwings | 125-LWBP-S | 245-005B | 1" x 20lt, BRASS | 100.464 | 2 Piece, Utility Gas Ball Valve, Full Port, Service Bypass, Meter Nut, Swivel Connection, 125 PSIG
Lockwings | 125-LWBP-S | 245-105B | 1" x 30lt, BRASS | 104.624 | 2 Piece, Utility Gas Ball Valve, Full Port, Service Bypass, Meter Nut, Swivel Connection, 125 PSIG
Lockwings | 125-LWBP-SA | 245-005BA | 1" x 20lt, BRASS | 108.7736 | 2 Piece, Utility Gas Ball Valve, Full Port, Service Bypass, Angle Body, Meter Nut, Swivel Connection, 125 PSIG
Lockwings | 125-LWBP-SA | 245-105BA | 1" x 30lt, BRASS | 116.3968 | 2 Piece, Utility Gas Ball Valve, Full Port, Service Bypass, Angle Body, Meter Nut, Swivel Connection, 125 PSIG
Lockwings | Bypass Key | 243-004K | NA | 28.3608 | Bypass Key
Lockwings | Bypass Key brass extension | 243-004KB | NA | 21.6 | Bypass Key Brass extension
Lockwings | Extended Male Tailpiece | 241-004EUM | 3/4" |  | Extended Male Tailpiece, to be ordered in conjunction with 175-LWN
Thread Sealant | White Stuff | 400-001 | 2 oz. tube | 5.63 | Slow-Drying, Soft-Set, PTFE Thread Sealant
Thread Sealant | White Stuff™ | 400-002 | 4 oz can | 12.35 | Slow-Drying, Soft-Set, PTFE Thread Sealant
Thread Sealant | White Stuff™ | 400-003 | 8 oz can | 19.56 | Slow-Drying, Soft-Set, PTFE Thread Sealant
Thread Sealant | White Stuff™ | 400-004 | 16 oz can | 30.65 | Slow-Drying, Soft-Set, PTFE Thread Sealant
Thread Sealant | White Stuff™ | 400-005 | 32 oz can | 56.39 | Slow-Drying, Soft-Set, PTFE Thread Sealant
Thread Sealant | Green Stuff | 400-101 | 2 oz. tube | 5.37 | Slow-Drying, Soft-Set, General Purpose Thread Sealant
Thread Sealant | Green Stuff™ | 400-102 | 4 oz can | 11.17 | Slow-Drying, Soft-Set, General Purpose Thread Sealant
Thread Sealant | Green Stuff™ | 400-103 | 8 oz can | 17.94 | Slow-Drying, Soft-Set, General Purpose Thread Sealant
Thread Sealant | Green Stuff™ | 400-104 | 16 oz can | 28.86 | Slow-Drying, Soft-Set, General Purpose Thread Sealant
Thread Sealant | Green Stuff™ | 400-105 | 32 oz can | 53.61 | Slow-Drying, Soft-Set, General Purpose Thread Sealant
Thread Sealant | Heavyweight | 400-202 | 4 oz can | 18.7 | Slow-Drying, Soft-Set, Extra PTFE Thread Sealant
Thread Sealant | Heavyweight | 400-203 | 8 oz can | 33.38 | Slow-Drying, Soft-Set, Extra PTFE Thread Sealant
Thread Sealant | Heavyweight | 400-204 | 16 oz can | 48.93 | Slow-Drying, Soft-Set, Extra PTFE Thread Sealant
Thread Sealant | WOG Plus | 400-302 | 4 oz can | 12.08 | Fast-Drying, Hard-Set, Thread & Gasket Sealant
Thread Sealant | WOG Plus | 400-303 | 8 oz can | 16.38 | Fast-Drying, Hard-Set, Thread & Gasket Sealant
Thread Sealant | WOG Plus | 400-304 | 16 oz can | 26.36 | Fast-Drying, Hard-Set, Thread & Gasket Sealant
Thread Sealant | Copper Anti Seize | 400-403 | 8 oz can | 28.29 | High Temperature Anti-Seize Lubricant & Thread Sealant
Thread Sealant | Copper Anti Seize | 400-404 | 16 oz can | 38.77 | High Temperature Anti-Seize Lubricant & Thread Sealant
Thread Sealant | Nickel Anti Seize | 400-503 | 8 oz can | 46.66 | High Temperature Anti-Seize Lubricant & Thread Sealant
Thread Sealant | Nickel Anti Seize | 400-504 | 16 oz can | 75.98 | High Temperature Anti-Seize Lubricant & Thread Sealant
Butterfly Valves | BFV-Lug EPDM | 600-02DSEL | 2” | 189.51 | Lug Style, Epoxy-Coated Ductile Iron Body, Stainless Steel Disc, EPDM Seat, Lever Handle
Butterfly Valves | BFV-Lug EPDM | 600-212DSEL | 2-1/2” | 231.26 | Lug Style, Epoxy-Coated Ductile Iron Body, Stainless Steel Disc, EPDM Seat, Lever Handle
Butterfly Valves | BFV-Lug EPDM | 600-03DSEL | 3” | 261.2 | Lug Style, Epoxy-Coated Ductile Iron Body, Stainless Steel Disc, EPDM Seat, Lever Handle
Butterfly Valves | BFV-Lug EPDM | 600-04DSEL | 4” | 387.57 | Lug Style, Epoxy-Coated Ductile Iron Body, Stainless Steel Disc, EPDM Seat, Lever Handle
Butterfly Valves | BFV-Lug EPDM | 600-04DSEG | 4" | 559.52 | Lug Style, Epoxy-Coated Ductile Iron Body, Stainless Steel Disc, EPDM Seat, Gear Operator
Butterfly Valves | BFV-Lug EPDM | 600-05DSEL | 5” | 495.15 | Lug Style, Epoxy-Coated Ductile Iron Body, Stainless Steel Disc, EPDM Seat, Lever Handle
Butterfly Valves | BFV-Lug EPDM | 600-06DSEL | 6” | 639.28 | Lug Style, Epoxy-Coated Ductile Iron Body, Stainless Steel Disc, EPDM Seat, Lever Handle
Butterfly Valves | BFV-Lug EPDM | 600-06DSEG | 6" | 811.24 | Lug Style, Epoxy-Coated Ductile Iron Body, Stainless Steel Disc, EPDM Seat, Gear Operator
Butterfly Valves | BFV-Lug EPDM | 600-08DSEB | 8” | 1020.85 | Lug Style, Epoxy-Coated Ductile Iron Body, Stainless Steel Disc, EPDM Seat, Bare Stem
Butterfly Valves | BFV-Lug EPDM | 600-08DSEG | 8” | 1312.11 | Lug Style, Epoxy-Coated Ductile Iron Body, Stainless Steel Disc, EPDM Seat, Gear Operator
Butterfly Valves | BFV-Lug EPDM | 600-10DSEG | 10” | 1927.27 | Lug Style, Epoxy-Coated Ductile Iron Body, Stainless Steel Disc, EPDM Seat, Gear Operator
Butterfly Valves | BFV-Lug EPDM | 600-12DSEG | 12” | 2835.44 | Lug Style, Epoxy-Coated Ductile Iron Body, Stainless Steel Disc, EPDM Seat, Gear Operator
Butterfly Valves | BFV-Lug EPDM | 600-14DSEG | 14” | 3576.68 | Lug Style, Epoxy-Coated Ductile Iron Body, Stainless Steel Disc, EPDM Seat, Gear Operator
Butterfly Valves | BFV-Lug EPDM | 600-16DSEG | 16” | 5972.12 | Lug Style, Epoxy-Coated Ductile Iron Body, Stainless Steel Disc, EPDM Seat, Gear Operator
Butterfly Valves | BFV-Lug EPDM | 600-18DSEG | 18” | 7806.14 | Lug Style, Epoxy-Coated Ductile Iron Body, Stainless Steel Disc, EPDM Seat, Gear Operator
Butterfly Valves | BFV-Lug EPDM | 600-20DSEG | 20” | 10108.75 | Lug Style, Epoxy-Coated Ductile Iron Body, Stainless Steel Disc, EPDM Seat, Gear Operator
Butterfly Valves | BFV-Lug EPDM | 600-24DSEG | 24” | 15352.19 | Lug Style, Epoxy-Coated Ductile Iron Body, Stainless Steel Disc, EPDM Seat, Gear Operator
Butterfly Valves | BFV-Lug EPDM | 600-30DSEG | 30” | 25305.18 | Lug Style, Epoxy-Coated Ductile Iron Body, Stainless Steel Disc, EPDM Seat, Gear Operator
Butterfly Valves | BFV-Lug EPDM | 600-36DSEG | 36” | 39121.27 | Lug Style, Epoxy-Coated Ductile Iron Body, Stainless Steel Disc, EPDM Seat, Gear Operator
Butterfly Valves | BFV-Lug C EPDM | 600-02DSCL | 2” | 170.56 | Lug Style, Epoxy-Coated Ductile Iron Body, Stainless Steel Disc, C EPDM Seat, Lever Handle
Butterfly Valves | BFV-Lug C EPDM | 600-212DSCL | 2-1/2” | 208.13 | Lug Style, Epoxy-Coated Ductile Iron Body, Stainless Steel Disc, C EPDM Seat, Lever Handle
Butterfly Valves | BFV-Lug C EPDM | 600-03DSCL | 3” | 235.08 | Lug Style, Epoxy-Coated Ductile Iron Body, Stainless Steel Disc, C EPDM Seat, Lever Handle
Butterfly Valves | BFV-Lug C EPDM | 600-04DSCL | 4” | 348.81 | Lug Style, Epoxy-Coated Ductile Iron Body, Stainless Steel Disc, C EPDM Seat, Lever Handle
Butterfly Valves | BFV-Lug C EPDM | 600-04DSCG | 4" | 503.57 | Lug Style, Epoxy-Coated Ductile Iron Body, Stainless Steel Disc, C EPDM Seat, Gear Operator
Butterfly Valves | BFV-Lug C EPDM | 600-05DSCL | 5” | 445.64 | Lug Style, Epoxy-Coated Ductile Iron Body, Stainless Steel Disc, C EPDM Seat, Lever Handle
Butterfly Valves | BFV-Lug C EPDM | 600-06DSCL | 6” | 575.35 | Lug Style, Epoxy-Coated Ductile Iron Body, Stainless Steel Disc, C EPDM Seat, Lever Handle
Butterfly Valves | BFV-Lug C EPDM | 600-06DSCG | 6" | 730.12 | Lug Style, Epoxy-Coated Ductile Iron Body, Stainless Steel Disc, C EPDM Seat, Gear Operator
Butterfly Valves | BFV-Lug C EPDM | 600-08DSCL | 8” | 981.63 | Lug Style, Epoxy-Coated Ductile Iron Body, Stainless Steel Disc, C EPDM Seat, Lever Handle
Butterfly Valves | BFV-Lug C EPDM | 600-08DSCG | 8" | 1180.9 | Lug Style, Epoxy-Coated Ductile Iron Body, Stainless Steel Disc, C EPDM Seat, Gear Operator
Butterfly Valves | BFV-Lug C EPDM | 600-10DSCG | 10” | 1734.54 | Lug Style, Epoxy-Coated Ductile Iron Body, Stainless Steel Disc, C EPDM Seat, Gear Operator
Butterfly Valves | BFV-Lug C EPDM | 600-12DSCG | 12” | 2551.89 | Lug Style, Epoxy-Coated Ductile Iron Body, Stainless Steel Disc, C EPDM Seat, Gear Operator
Butterfly Valves | BFV-Lug BUNA-N | 600-02DSBL | 2” | 189.51 | Lug Style, Epoxy-Coated Ductile Iron Body, Stainless Steel Disc, BUNA Seat, Lever Handle
Butterfly Valves | BFV-Lug BUNA-N | 600-212DSBL | 2-1/2” | 231.26 | Lug Style, Epoxy-Coated Ductile Iron Body, Stainless Steel Disc, BUNA Seat, Lever Handle
Butterfly Valves | BFV-Lug BUNA-N | 600-03DSBL | 3” | 261.2 | Lug Style, Epoxy-Coated Ductile Iron Body, Stainless Steel Disc, BUNA Seat, Lever Handle
Butterfly Valves | BFV-Lug BUNA-N | 600-04DSBL | 4” | 387.57 | Lug Style, Epoxy-Coated Ductile Iron Body, Stainless Steel Disc, BUNA Seat, Lever Handle
Butterfly Valves | BFV-Lug BUNA-N | 600-05DSBL | 5” | 467.12 | Lug Style, Epoxy-Coated Ductile Iron Body, Stainless Steel Disc, BUNA Seat, Lever Handle
Butterfly Valves | BFV-Lug BUNA-N | 600-06DSBL | 6” | 639.28 | Lug Style, Epoxy-Coated Ductile Iron Body, Stainless Steel Disc, BUNA Seat, Lever Handle
Butterfly Valves | BFV-Lug BUNA-N | 600-08DSBB | 8” | 1020.85 | Lug Style, Epoxy-Coated Ductile Iron Body, Stainless Steel Disc, BUNA Seat, Bare Stem
Butterfly Valves | BFV-Lug BUNA-N | 600-10DSBG | 10” | 1927.27 | Lug Style, Epoxy-Coated Ductile Iron Body, Stainless Steel Disc, BUNA Seat, Gear Operator
Butterfly Valves | BFV-Lug BUNA-N | 600-12DSBG | 12” | 2835.44 | Lug Style, Epoxy-Coated Ductile Iron Body, Stainless Steel Disc, BUNA Seat, Gear Operator
Butterfly Valves | BFV-Lug BUNA-N | 600-14DSBG | 14” | 3580.18 | Lug Style, Epoxy-Coated Ductile Iron Body, Stainless Steel Disc, BUNA Seat, Gear Operator
Butterfly Valves | BFV-Lug BUNA-N | 600-16DSBG | 16” | 5983.08 | Lug Style, Epoxy-Coated Ductile Iron Body, Stainless Steel Disc, BUNA Seat, Gear Operator
Butterfly Valves | BFV-Lug BUNA-N | 600-18DSBG | 18” | 7821.81 | Lug Style, Epoxy-Coated Ductile Iron Body, Stainless Steel Disc, BUNA Seat, Gear Operator
Butterfly Valves | BFV-Lug BUNA-N | 600-20DSBG | 20” | 10128.21 | Lug Style, Epoxy-Coated Ductile Iron Body, Stainless Steel Disc, BUNA Seat, Gear Operator
Butterfly Valves | BFV-Lug BUNA-N | 600-24DSBG | 24” | 15386.28 | Lug Style, Epoxy-Coated Ductile Iron Body, Stainless Steel Disc, BUNA Seat, Gear Operator
Butterfly Valves | BFV-Lug BUNA-N | 600-30DSBG | 30” | CALL | Lug Style, Epoxy-Coated Ductile Iron Body, Stainless Steel Disc, BUNA Seat, Gear Operator
Butterfly Valves | BFV-Lug BUNA-N | 600-36DSBG | 36” | CALL | Lug Style, Epoxy-Coated Ductile Iron Body, Stainless Steel Disc, BUNA Seat, Gear Operator
Butterfly Valves | BFV-Lug PTFE | 600-02DSPL | 2” | 246.93 | Lug Style, Epoxy-Coated Ductile Iron Body, Stainless Steel Disc, PTFE Seat, Lever Handle
Butterfly Valves | BFV-Lug PTFE | 600-212DSPL | 2-1/2” | 312.19 | Lug Style, Epoxy-Coated Ductile Iron Body, Stainless Steel Disc, PTFE Seat, Lever Handle
Butterfly Valves | BFV-Lug PTFE | 600-03DSPL | 3” | 365.67 | Lug Style, Epoxy-Coated Ductile Iron Body, Stainless Steel Disc, PTFE Seat, Lever Handle
Butterfly Valves | BFV-Lug PTFE | 600-04DSPL | 4” | 512.83 | Lug Style, Epoxy-Coated Ductile Iron Body, Stainless Steel Disc, PTFE Seat, Lever Handle
Butterfly Valves | BFV-Lug PTFE | 600-04DSPG | 4” | 684.8 | Lug Style, Epoxy-Coated Ductile Iron Body, Stainless Steel Disc, PTFE Seat, Gear Operator
Butterfly Valves | BFV-Lug PTFE | 600-05DSPL | 5” | 660.48 | Lug Style, Epoxy-Coated Ductile Iron Body, Stainless Steel Disc, PTFE Seat, Lever Handle
Butterfly Valves | BFV-Lug PTFE | 600-06DSPL | 6” | 851.4 | Lug Style, Epoxy-Coated Ductile Iron Body, Stainless Steel Disc, PTFE Seat, Lever Handle
Butterfly Valves | BFV-Lug PTFE | 600-06DSPG | 6” | 1023.35 | Lug Style, Epoxy-Coated Ductile Iron Body, Stainless Steel Disc, PTFE Seat, Gear Operator
Butterfly Valves | BFV-Lug PTFE | 600-08DSPB | 8” | 1353.6 | Lug Style, Epoxy-Coated Ductile Iron Body, Stainless Steel Disc, PTFE Seat, Lever Handle
Butterfly Valves | BFV-Lug PTFE | 600-08DSPG | 8” | 1644.86 | Lug Style, Epoxy-Coated Ductile Iron Body, Stainless Steel Disc, PTFE Seat, Gear Operator
Butterfly Valves | BFV-Lug PTFE | 600-10DSPG | 10” | 2317.67 | Lug Style, Epoxy-Coated Ductile Iron Body, Stainless Steel Disc, PTFE Seat, Gear Operator
Butterfly Valves | BFV-Lug PTFE | 600-12DSPG | 12” | 3673.11 | Lug Style, Epoxy-Coated Ductile Iron Body, Stainless Steel Disc, PTFE Seat, Gear Operator
Butterfly Valves | BFV-Lug PTFE | 600-14DSPG | 14” | 4899.02 | Lug Style, Epoxy-Coated Ductile Iron Body, Stainless Steel Disc, PTFE Seat, Gear Operator
Butterfly Valves | BFV-Lug PTFE | 600-16DSPG | 16” | 7535 | Lug Style, Epoxy-Coated Ductile Iron Body, Stainless Steel Disc, PTFE Seat, Gear Operator
Butterfly Valves | BFV-Lug PTFE | 600-18DSPG | 18” | 10102.14 | Lug Style, Epoxy-Coated Ductile Iron Body, Stainless Steel Disc, PTFE Seat, Gear Operator
Butterfly Valves | BFV-Lug PTFE | 600-20DSPG | 20” | 13703.77 | Lug Style, Epoxy-Coated Ductile Iron Body, Stainless Steel Disc, PTFE Seat, Gear Operator
Butterfly Valves | BFV-Lug PTFE | 600-24DSPG | 24” | 21817.12 | Lug Style, Epoxy-Coated Ductile Iron Body, Stainless Steel Disc, PTFE Seat, Gear Operator
Butterfly Valves | BFV-Lug PTFE | 600-30DSPG | 30” | CALL | Lug Style, Epoxy-Coated Ductile Iron Body, Stainless Steel Disc, PTFE Seat, Gear Operator
Butterfly Valves | BFV-Lug PTFE | 600-36DSPG | 36” | CALL | Lug Style, Epoxy-Coated Ductile Iron Body, Stainless Steel Disc, PTFE Seat, Gear Operator
Butterfly Valves | BFV-Lug Viton | 600-02DSVL | 2” | 369.43 | Lug Style, Epoxy-Coated Ductile Iron Body, Stainless Steel Disc, Viton Seat, Lever Handle
Butterfly Valves | BFV-Lug Viton | 600-212DSVL | 2-1/2” | 463.72 | Lug Style, Epoxy-Coated Ductile Iron Body, Stainless Steel Disc, Viton Seat, Lever Handle
Butterfly Valves | BFV-Lug Viton | 600-03DSVL | 3” | 566.94 | Lug Style, Epoxy-Coated Ductile Iron Body, Stainless Steel Disc, Viton Seat, Lever Handle
Butterfly Valves | BFV-Lug Viton | 600-04DSVL | 4” | 798.19 | Lug Style, Epoxy-Coated Ductile Iron Body, Stainless Steel Disc, Viton Seat, Lever Handle
Butterfly Valves | BFV-Lug Viton | 600-05DSVL | 5” | 968.64 | Lug Style, Epoxy-Coated Ductile Iron Body, Stainless Steel Disc, Viton Seat, Lever Handle
Butterfly Valves | BFV-Lug Viton | 600-06DSVL | 6” | 1255.32 | Lug Style, Epoxy-Coated Ductile Iron Body, Stainless Steel Disc, Viton Seat, Lever Handle
Butterfly Valves | BFV-Lug Viton | 600-08DSVB | 8” | 1809.95 | Lug Style, Epoxy-Coated Ductile Iron Body, Stainless Steel Disc, Viton Seat, Bare Stem
Butterfly Valves | BFV-Lug Viton | 600-10DSVG | 10” | 3077.53 | Lug Style, Epoxy-Coated Ductile Iron Body, Stainless Steel Disc, Viton Seat, Gear Operator
Butterfly Valves | BFV-Lug Viton | 600-12DSVG | 12” | 4178.27 | Lug Style, Epoxy-Coated Ductile Iron Body, Stainless Steel Disc, Viton Seat, Gear Operator
Butterfly Valves | BFV-Lug Viton | 600-14DSVG | 14” | 5104.71 | Lug Style, Epoxy-Coated Ductile Iron Body, Stainless Steel Disc, Viton Seat, Gear Operator
Butterfly Valves | BFV-Lug Viton | 600-16DSVG | 16” | 8526.9 | Lug Style, Epoxy-Coated Ductile Iron Body, Stainless Steel Disc, Viton Seat, Gear Operator
Butterfly Valves | BFV-Lug Viton | 600-18DSVG | 18” | 10916.59 | Lug Style, Epoxy-Coated Ductile Iron Body, Stainless Steel Disc, Viton Seat, Gear Operator
Butterfly Valves | BFV-Lug Viton | 600-20DSVG | 20” | 14134.23 | Lug Style, Epoxy-Coated Ductile Iron Body, Stainless Steel Disc, Viton Seat, Gear Operator
Butterfly Valves | BFV-Lug Viton | 600-24DSVG | 24” | 21360.41 | Lug Style, Epoxy-Coated Ductile Iron Body, Stainless Steel Disc, Viton Seat, Gear Operator
Butterfly Valves | BFV-Lug Viton | 600-30DSVG | 30” | CALL | Lug Style, Epoxy-Coated Ductile Iron Body, Stainless Steel Disc, Viton Seat, Gear Operator
Butterfly Valves | BFV-Lug Viton | 600-36DSVG | 36” | CALL | Lug Style, Epoxy-Coated Ductile Iron Body, Stainless Steel Disc, Viton Seat, Gear Operator
Butterfly Valves | BFV-Wafer EPDM | 900-02DSEL | 2” | 174.26 | Wafer Style, Epoxy-Coated Ductile Iron Body, Stainless Steel Disc, EPDM Seat, Lever Handle
Butterfly Valves | BFV-Wafer EPDM | 900-212DSEL | 2-1/2” | 210.89 | Wafer Style, Epoxy-Coated Ductile Iron Body, Stainless Steel Disc, EPDM Seat, Lever Handle
Butterfly Valves | BFV-Wafer EPDM | 900-03DSEL | 3” | 242.97 | Wafer Style, Epoxy-Coated Ductile Iron Body, Stainless Steel Disc, EPDM Seat, Lever Handle
Butterfly Valves | BFV-Wafer EPDM | 900-04DSEL | 4” | 339.12 | Wafer Style, Epoxy-Coated Ductile Iron Body, Stainless Steel Disc, EPDM Seat, Lever Handle
Butterfly Valves | BFV-Wafer EPDM | 900-05DSEL | 5” | 413.35 | Wafer Style, Epoxy-Coated Ductile Iron Body, Stainless Steel Disc, EPDM Seat, Lever Handle
Butterfly Valves | BFV-Wafer EPDM | 900-06DSEL | 6” | 561.27 | Wafer Style, Epoxy-Coated Ductile Iron Body, Stainless Steel Disc, EPDM Seat, Lever Handle
Butterfly Valves | BFV-Wafer EPDM | 900-08DSEB | 8” | 937.07 | Wafer Style, Epoxy-Coated Ductile Iron Body, Stainless Steel Disc, EPDM Seat, Bare Stem
Butterfly Valves | BFV-Wafer EPDM | 900-10DSEG | 10” | 1662.26 | Wafer Style, Epoxy-Coated Ductile Iron Body, Stainless Steel Disc, EPDM Seat, Gear Operator
Butterfly Valves | BFV-Wafer EPDM | 900-12DSEG | 12” | 2494.08 | Wafer Style, Epoxy-Coated Ductile Iron Body, Stainless Steel Disc, EPDM Seat, Gear Operator
Butterfly Valves | BFV-Wafer EPDM | 900-14DSEG | 14” | 2978.12 | Wafer Style, Epoxy-Coated Ductile Iron Body, Stainless Steel Disc, EPDM Seat, Gear Operator
Butterfly Valves | BFV-Wafer EPDM | 900-16DSEG | 16” | 4947.26 | Wafer Style, Epoxy-Coated Ductile Iron Body, Stainless Steel Disc, EPDM Seat, Gear Operator
Butterfly Valves | BFV-Wafer EPDM | 900-18DSEG | 18” | 6516.37 | Wafer Style, Epoxy-Coated Ductile Iron Body, Stainless Steel Disc, EPDM Seat, Gear Operator
Butterfly Valves | BFV-Wafer EPDM | 900-20DSEG | 20” | 8282.21 | Wafer Style, Epoxy-Coated Ductile Iron Body, Stainless Steel Disc, EPDM Seat, Gear Operator
Butterfly Valves | BFV-Wafer EPDM | 900-24DSEG | 24” | 13403.83 | Wafer Style, Epoxy-Coated Ductile Iron Body, Stainless Steel Disc, EPDM Seat, Gear Operator
Butterfly Valves | BFV-Wafer EPDM | 900-30DSEG | 30” | CALL | Wafer Style, Epoxy-Coated Ductile Iron Body, Stainless Steel Disc, EPDM Seat, Gear Operator
Butterfly Valves | BFV-Wafer EPDM | 900-36DSEG | 36” | CALL | Wafer Style, Epoxy-Coated Ductile Iron Body, Stainless Steel Disc, EPDM Seat, Gear Operator
Butterfly Valves | BFV-Wafer BUNA-N | 900-02DSBL | 2” | 174.26 | Wafer Style, Epoxy-Coated Ductile Iron Body, Stainless Steel Disc, BUNA Seat, Lever Handle
Butterfly Valves | BFV-Wafer BUNA-N | 900-212DSBL | 2-1/2” | 210.89 | Wafer Style, Epoxy-Coated Ductile Iron Body, Stainless Steel Disc, BUNA Seat, Lever Handle
Butterfly Valves | BFV-Wafer BUNA-N | 900-03DSBL | 3” | 242.97 | Wafer Style, Epoxy-Coated Ductile Iron Body, Stainless Steel Disc, BUNA Seat, Lever Handle
Butterfly Valves | BFV-Wafer BUNA-N | 900-04DSBL | 4” | 339.12 | Wafer Style, Epoxy-Coated Ductile Iron Body, Stainless Steel Disc, BUNA Seat, Lever Handle
Butterfly Valves | BFV-Wafer BUNA-N | 900-05DSBL | 5” | 413.35 | Wafer Style, Epoxy-Coated Ductile Iron Body, Stainless Steel Disc, BUNA Seat, Lever Handle
Butterfly Valves | BFV-Wafer BUNA-N | 900-06DSBL | 6” | 561.27 | Wafer Style, Epoxy-Coated Ductile Iron Body, Stainless Steel Disc, BUNA Seat, Lever Handle
Butterfly Valves | BFV-Wafer BUNA-N | 900-08DSBB | 8” | 937.07 | Wafer Style, Epoxy-Coated Ductile Iron Body, Stainless Steel Disc, BUNA Seat, Bare Stem
Butterfly Valves | BFV-Wafer BUNA-N | 900-10DSBG | 10” | 1662.26 | Wafer Style, Epoxy-Coated Ductile Iron Body, Stainless Steel Disc, BUNA Seat, Gear Operator
Butterfly Valves | BFV-Wafer BUNA-N | 900-12DSBG | 12” | 2494.08 | Wafer Style, Epoxy-Coated Ductile Iron Body, Stainless Steel Disc, BUNA Seat, Gear Operator
Butterfly Valves | BFV-Wafer BUNA-N | 900-14DSBG | 14” | 2981.42 | Wafer Style, Epoxy-Coated Ductile Iron Body, Stainless Steel Disc, BUNA Seat, Gear Operator
Butterfly Valves | BFV-Wafer BUNA-N | 900-16DSBG | 16” | 4957.68 | Wafer Style, Epoxy-Coated Ductile Iron Body, Stainless Steel Disc, BUNA Seat, Gear Operator
Butterfly Valves | BFV-Wafer BUNA-N | 900-18DSBG | 18” | 6531.07 | Wafer Style, Epoxy-Coated Ductile Iron Body, Stainless Steel Disc, BUNA Seat, Gear Operator
Butterfly Valves | BFV-Wafer BUNA-N | 900-20DSBG | 20” | 8300.56 | Wafer Style, Epoxy-Coated Ductile Iron Body, Stainless Steel Disc, BUNA Seat, Gear Operator
Butterfly Valves | BFV-Wafer BUNA-N | 900-24DSBG | 24” | 13435.9 | Wafer Style, Epoxy-Coated Ductile Iron Body, Stainless Steel Disc, BUNA Seat, Gear Operator
Butterfly Valves | BFV-Wafer BUNA-N | 900-30DSBG | 30” | CALL | Wafer Style, Epoxy-Coated Ductile Iron Body, Stainless Steel Disc, BUNA Seat, Gear Operator
Butterfly Valves | BFV-Wafer BUNA-N | 900-36DSBG | 36” | CALL | Wafer Style, Epoxy-Coated Ductile Iron Body, Stainless Steel Disc, BUNA Seat, Gear Operator
Butterfly Valves | BFV-Wafer PTFE | 900-02DSPL | 2” | 229.13 | Wafer Style, Epoxy-Coated Ductile Iron Body, Stainless Steel Disc, PTFE Seat, Lever Handle
Butterfly Valves | BFV-Wafer PTFE | 900-212DSPL | 2-1/2” | 290.85 | Wafer Style, Epoxy-Coated Ductile Iron Body, Stainless Steel Disc, PTFE Seat, Lever Handle
Butterfly Valves | BFV-Wafer PTFE | 900-03DSPL | 3” | 346.99 | Wafer Style, Epoxy-Coated Ductile Iron Body, Stainless Steel Disc, PTFE Seat, Lever Handle
Butterfly Valves | BFV-Wafer PTFE | 900-04DSPL | 4” | 461.92 | Wafer Style, Epoxy-Coated Ductile Iron Body, Stainless Steel Disc, PTFE Seat, Lever Handle
Butterfly Valves | BFV-Wafer PTFE | 900-05DSPL | 5” | 561.49 | Wafer Style, Epoxy-Coated Ductile Iron Body, Stainless Steel Disc, PTFE Seat, Lever Handle
Butterfly Valves | BFV-Wafer PTFE | 900-06DSPL | 6” | 770.81 | Wafer Style, Epoxy-Coated Ductile Iron Body, Stainless Steel Disc, PTFE Seat, Lever Handle
Butterfly Valves | BFV-Wafer PTFE | 900-08DSPB | 8” | 1266.24 | Wafer Style, Epoxy-Coated Ductile Iron Body, Stainless Steel Disc, PTFE Seat, Bare Stem
Butterfly Valves | BFV-Wafer PTFE | 900-10DSPG | 10” | 2016.59 | Wafer Style, Epoxy-Coated Ductile Iron Body, Stainless Steel Disc, PTFE Seat, Gear Operator
Butterfly Valves | BFV-Wafer PTFE | 900-12DSPG | 12” | 3272.31 | Wafer Style, Epoxy-Coated Ductile Iron Body, Stainless Steel Disc, PTFE Seat, Gear Operator
Butterfly Valves | BFV-Wafer PTFE | 900-14DSPG | 14” | 4199.24 | Wafer Style, Epoxy-Coated Ductile Iron Body, Stainless Steel Disc, PTFE Seat, Gear Operator
Butterfly Valves | BFV-Wafer PTFE | 900-16DSPG | 16” | 6375.87 | Wafer Style, Epoxy-Coated Ductile Iron Body, Stainless Steel Disc, PTFE Seat, Gear Operator
Butterfly Valves | BFV-Wafer PTFE | 900-18DSPG | 18” | 8626.02 | Wafer Style, Epoxy-Coated Ductile Iron Body, Stainless Steel Disc, PTFE Seat, Gear Operator
Butterfly Valves | BFV-Wafer PTFE | 900-20DSPG | 20” | 11590.08 | Wafer Style, Epoxy-Coated Ductile Iron Body, Stainless Steel Disc, PTFE Seat, Gear Operator
Butterfly Valves | BFV-Wafer PTFE | 900-24DSPG | 24” | 19430.83 | Wafer Style, Epoxy-Coated Ductile Iron Body, Stainless Steel Disc, PTFE Seat, Gear Operator
Butterfly Valves | BFV-Wafer PTFE | 900-30DSPG | 30” | CALL | Wafer Style, Epoxy-Coated Ductile Iron Body, Stainless Steel Disc, PTFE Seat, Gear Operator
Butterfly Valves | BFV-Wafer PTFE | 900-36DSPG | 36” | CALL | Wafer Style, Epoxy-Coated Ductile Iron Body, Stainless Steel Disc, PTFE Seat, Gear Operator
Butterfly Valves | BFV-Wafer Viton | 900-02DSVL | 2” | 354.46 | Wafer Style, Epoxy-Coated Ductile Iron Body, Stainless Steel Disc, Viton Seat, Lever Handle
Butterfly Valves | BFV-Wafer Viton | 900-212DSVL | 2-1/2” | 443.36 | Wafer Style, Epoxy-Coated Ductile Iron Body, Stainless Steel Disc, Viton Seat, Lever Handle
Butterfly Valves | BFV-Wafer Viton | 900-03DSVL | 3” | 547.69 | Wafer Style, Epoxy-Coated Ductile Iron Body, Stainless Steel Disc, Viton Seat, Lever Handle
Butterfly Valves | BFV-Wafer Viton | 900-04DSVL | 4” | 749.84 | Wafer Style, Epoxy-Coated Ductile Iron Body, Stainless Steel Disc, Viton Seat, Lever Handle
Butterfly Valves | BFV-Wafer Viton | 900-05DSVL | 5” | 914.95 | Wafer Style, Epoxy-Coated Ductile Iron Body, Stainless Steel Disc, Viton Seat, Lever Handle
Butterfly Valves | BFV-Wafer Viton | 900-06DSVL | 6” | 1178.79 | Wafer Style, Epoxy-Coated Ductile Iron Body, Stainless Steel Disc, Viton Seat, Lever Handle
Butterfly Valves | BFV-Wafer Viton | 900-08DSVB | 8” | 1728.62 | Wafer Style, Epoxy-Coated Ductile Iron Body, Stainless Steel Disc, Viton Seat, Bare Stem
Butterfly Valves | BFV-Wafer Viton | 900-10DSVG | 10” | 2744.03 | Wafer Style, Epoxy-Coated Ductile Iron Body, Stainless Steel Disc, Viton Seat, Gear Operator
Butterfly Valves | BFV-Wafer Viton | 900-12DSVG | 12” | 3761 | Wafer Style, Epoxy-Coated Ductile Iron Body, Stainless Steel Disc, Viton Seat, Gear Operator
Butterfly Valves | BFV-Wafer Viton | 900-14DSVG | 14” | 4419.65 | Wafer Style, Epoxy-Coated Ductile Iron Body, Stainless Steel Disc, Viton Seat, Gear Operator
Butterfly Valves | BFV-Wafer Viton | 900-16DSVG | 16” | 7357.51 | Wafer Style, Epoxy-Coated Ductile Iron Body, Stainless Steel Disc, Viton Seat, Gear Operator
Butterfly Valves | BFV-Wafer Viton | 900-18DSVG | 18” | 9450.85 | Wafer Style, Epoxy-Coated Ductile Iron Body, Stainless Steel Disc, Viton Seat, Gear Operator
Butterfly Valves | BFV-Wafer Viton | 900-20DSVG | 20” | 12079.74 | Wafer Style, Epoxy-Coated Ductile Iron Body, Stainless Steel Disc, Viton Seat, Gear Operator
Butterfly Valves | BFV-Wafer Viton | 900-24DSVG | 24” | 19071.96 | Wafer Style, Epoxy-Coated Ductile Iron Body, Stainless Steel Disc, Viton Seat, Gear Operator
Butterfly Valves | BFV-Wafer Viton | 900-30DSVG | 30” | CALL | Wafer Style, Epoxy-Coated Ductile Iron Body, Stainless Steel Disc, Viton Seat, Gear Operator
Butterfly Valves | BFV-Wafer Viton | 900-36DSVG | 36” | CALL | Wafer Style, Epoxy-Coated Ductile Iron Body, Stainless Steel Disc, Viton Seat, Gear Operator
Butterfly Valves | Lever Handle | BLH2-3 | 2", 3" | 36.81 | Ten-position Lockable Lever Handle
Butterfly Valves | Lever Handle | BLH4 | 4" | 36.81 | Ten-position Lockable Lever Handle
Butterfly Valves | Lever Handle | BLH5-6 | 5", 6" | 36.81 | Ten-position Lockable Lever Handle
Butterfly Valves | Lever Handle | BLH8 | 8" | 69.85 | Ten-position Lockable Lever Handle
Butterfly Valves | Gear Operator | BGO2-3 | 2", 3" | 171.27 | Butterfly Gear Operator
Butterfly Valves | Gear Operator | BGO4 | 4" | 171.96 | Butterfly Gear Operator
Butterfly Valves | Gear Operator | BGO5-6 | 5", 6" | 171.96 | Butterfly Gear Operator
Butterfly Valves | Gear Operator | BGO8 | 8" | 291.27 | Butterfly Gear Operator
Butterfly Valves | Gear Operator | BGO10 | 10" | 291.27 | Butterfly Gear Operator
Butterfly Valves | Gear Operator | BGO12-14 | 12", 14" | 374.11 | Butterfly Gear Operator
Butterfly Valves | Gear Operator | BGO16 | 16" | 1144.32 | Butterfly Gear Operator
Butterfly Valves | Gear Operator | BGO18 | 18" | 1144.32 | Butterfly Gear Operator
Butterfly Valves | Gear Operator | BGO20 | 20" | 1144.32 | Butterfly Gear Operator
Butterfly Valves | Gear Operator | BGO24 | 24" | 1783.49 | Butterfly Gear Operator
Butterfly Valves | Gear Operator | BGO30 | 30" | - | Butterfly Gear Operator
Butterfly Valves | Gear Operator | BGO36 | 36" | - | Butterfly Gear Operator
High Performance Butterfly Valves | HPBFV-600-CS-150-LH | 600-02H1CSRL | 2” | 1369.8 | Lug Style, Epoxy Coated Carbon Steel Body, Dual Offset Stainless Steel Disc, RPTFE Seat & Lever Handle, Class 150
High Performance Butterfly Valves | HPBFV-600-CS-150-LH | 600-212H1CSRL | 2-1/2” | 1408.06 | Lug Style, Epoxy Coated Carbon Steel Body, Dual Offset Stainless Steel Disc, RPTFE Seat & Lever Handle, Class 150
High Performance Butterfly Valves | HPBFV-600-CS-150-LH | 600-03H1CSRL | 3” | 1469.28 | Lug Style, Epoxy Coated Carbon Steel Body, Dual Offset Stainless Steel Disc, RPTFE Seat & Lever Handle, Class 150
High Performance Butterfly Valves | HPBFV-600-CS-150-LH | 600-04H1CSRL | 4” | 1760.08 | Lug Style, Epoxy Coated Carbon Steel Body, Dual Offset Stainless Steel Disc, RPTFE Seat & Lever Handle, Class 150
High Performance Butterfly Valves | HPBFV-600-CS-150-LH | 600-05H1CSRL | 5" | 2387.58 | Lug Style, Epoxy Coated Carbon Steel Body, Dual Offset Stainless Steel Disc, RPTFE Seat & Lever Handle, Class 150
High Performance Butterfly Valves | HPBFV-600-CS-150-LH | 600-06H1CSRL | 6” | 2594.2 | Lug Style, Epoxy Coated Carbon Steel Body, Dual Offset Stainless Steel Disc, RPTFE Seat & Lever Handle, Class 150
High Performance Butterfly Valves | HPBFV-600-CS-150-GO | 600-02H1CSRG | 2” | 1599.37 | Lug Style, Epoxy Coated Carbon Steel Body, Dual Offset Stainless Steel Disc, RPTFE Seat & Gear Operator, Class 150
High Performance Butterfly Valves | HPBFV-600-CS-150-GO | 600-212H1CSRG | 2-1/2” | 1637.64 | Lug Style, Epoxy Coated Carbon Steel Body, Dual Offset Stainless Steel Disc, RPTFE Seat & Gear Operator, Class 150
High Performance Butterfly Valves | HPBFV-600-CS-150-GO | 600-03H1CSRG | 3” | 1790.69 | Lug Style, Epoxy Coated Carbon Steel Body, Dual Offset Stainless Steel Disc, RPTFE Seat & Gear Operator, Class 150
High Performance Butterfly Valves | HPBFV-600-CS-150-GO | 600-04H1CSRG | 4” | 2104.44 | Lug Style, Epoxy Coated Carbon Steel Body, Dual Offset Stainless Steel Disc, RPTFE Seat & Gear Operator, Class 150
High Performance Butterfly Valves | HPBFV-600-CS-150-GO | 600-05H1CSRG | 5" | 2693.68 | Lug Style, Epoxy Coated Carbon Steel Body, Dual Offset Stainless Steel Disc, RPTFE Seat & Gear Operator, Class 150
High Performance Butterfly Valves | HPBFV-600-CS-150-GO | 600-06H1CSRG | 6” | 3053.35 | Lug Style, Epoxy Coated Carbon Steel Body, Dual Offset Stainless Steel Disc, RPTFE Seat & Gear Operator, Class 150
High Performance Butterfly Valves | HPBFV-600-CS-150-GO | 600-08H1CSRG | 8” | 3504.85 | Lug Style, Epoxy Coated Carbon Steel Body, Dual Offset Stainless Steel Disc, RPTFE Seat & Gear Operator, Class 150
High Performance Butterfly Valves | HPBFV-600-CS-150-GO | 600-10H1CSRG | 10” | 5494.5 | Lug Style, Epoxy Coated Carbon Steel Body, Dual Offset Stainless Steel Disc, RPTFE Seat & Gear Operator, Class 150
High Performance Butterfly Valves | HPBFV-600-CS-150-GO | 600-12H1CSRG | 12” | 7575.98 | Lug Style, Epoxy Coated Carbon Steel Body, Dual Offset Stainless Steel Disc, RPTFE Seat & Gear Operator, Class 150
High Performance Butterfly Valves | HPBFV-600-CS-150-GO | 600-14H1CSRG | 14” | 14340.8 | Lug Style, Epoxy Coated Carbon Steel Body, Dual Offset Stainless Steel Disc, RPTFE Seat & Gear Operator, Class 150
High Performance Butterfly Valves | HPBFV-600-CS-150-GO | 600-16H1CSRG | 16” | 18473.15 | Lug Style, Epoxy Coated Carbon Steel Body, Dual Offset Stainless Steel Disc, RPTFE Seat & Gear Operator, Class 150
High Performance Butterfly Valves | HPBFV-600-CS-150-GO | 600-18H1CSRG | 18” | 28513.24 | Lug Style, Epoxy Coated Carbon Steel Body, Dual Offset Stainless Steel Disc, RPTFE Seat & Gear Operator, Class 150
High Performance Butterfly Valves | HPBFV-600-CS-150-GO | 600-20H1CSRG | 20” | 32308.88 | Lug Style, Epoxy Coated Carbon Steel Body, Dual Offset Stainless Steel Disc, RPTFE Seat & Gear Operator, Class 150
High Performance Butterfly Valves | HPBFV-600-CS-150-GO | 600-24H1CSRG | 24" | 53781.81 | Lug Style, Epoxy Coated Carbon Steel Body, Dual Offset Stainless Steel Disc, RPTFE Seat & Gear Operator, Class 150
High Performance Butterfly Valves | HPBFV-600-CS-150-LH | 600-02H1CSFL | 2” | 1770.79 | Lug Style, Epoxy Coated Carbon Steel Body, Dual Offset Stainless Steel Disc, Fire Safe Seat & Lever Handle, Class 150
High Performance Butterfly Valves | HPBFV-600-CS-150-LH | 600-212H1CSFL | 2-1/2” | 1841.19 | Lug Style, Epoxy Coated Carbon Steel Body, Dual Offset Stainless Steel Disc, Fire Safe Seat & Lever Handle, Class 150
High Performance Butterfly Valves | HPBFV-600-CS-150-LH | 600-03H1CSFL | 3” | 1929.96 | Lug Style, Epoxy Coated Carbon Steel Body, Dual Offset Stainless Steel Disc, Fire Safe Seat & Lever Handle, Class 150
High Performance Butterfly Valves | HPBFV-600-CS-150-LH | 600-04H1CSFL | 4” | 2367.69 | Lug Style, Epoxy Coated Carbon Steel Body, Dual Offset Stainless Steel Disc, Fire Safe Seat & Lever Handle, Class 150
High Performance Butterfly Valves | HPBFV-600-CS-150-LH | 600-05H1CSFL | 5" | 3132.94 | Lug Style, Epoxy Coated Carbon Steel Body, Dual Offset Stainless Steel Disc, Fire Safe Seat & Lever Handle, Class 150
High Performance Butterfly Valves | HPBFV-600-CS-150-LH | 600-06H1CSFL | 6” | 3486.48 | Lug Style, Epoxy Coated Carbon Steel Body, Dual Offset Stainless Steel Disc, Fire Safe Seat & Lever Handle, Class 150
High Performance Butterfly Valves | HPBFV-600-CS-150-GO | 600-02H1CSFG | 2” | 2000.37 | Lug Style, Epoxy Coated Carbon Steel Body, Dual Offset Stainless Steel Disc, Fire Safe Seat & Gear Operator, Class 150
High Performance Butterfly Valves | HPBFV-600-CS-150-GO | 600-212H1CSFG | 2-1/2” | 2070.77 | Lug Style, Epoxy Coated Carbon Steel Body, Dual Offset Stainless Steel Disc, Fire Safe Seat & Gear Operator, Class 150
High Performance Butterfly Valves | HPBFV-600-CS-150-GO | 600-03H1CSFG | 3” | 2251.37 | Lug Style, Epoxy Coated Carbon Steel Body, Dual Offset Stainless Steel Disc, Fire Safe Seat & Gear Operator, Class 150
High Performance Butterfly Valves | HPBFV-600-CS-150-GO | 600-04H1CSFG | 4” | 2712.05 | Lug Style, Epoxy Coated Carbon Steel Body, Dual Offset Stainless Steel Disc, Fire Safe Seat & Gear Operator, Class 150
High Performance Butterfly Valves | HPBFV-600-CS-150-GO | 600-05H1CSFG | 5" | 3439.04 | Lug Style, Epoxy Coated Carbon Steel Body, Dual Offset Stainless Steel Disc, Fire Safe Seat & Gear Operator, Class 150
High Performance Butterfly Valves | HPBFV-600-CS-150-GO | 600-06H1CSFG | 6” | 3945.63 | Lug Style, Epoxy Coated Carbon Steel Body, Dual Offset Stainless Steel Disc, Fire Safe Seat & Gear Operator, Class 150
High Performance Butterfly Valves | HPBFV-600-CS-150-GO | 600-08H1CSFG | 8” | 4709.35 | Lug Style, Epoxy Coated Carbon Steel Body, Dual Offset Stainless Steel Disc, Fire Safe Seat & Gear Operator, Class 150
High Performance Butterfly Valves | HPBFV-600-CS-150-GO | 600-10H1CSFG | 10” | 7291.31 | Lug Style, Epoxy Coated Carbon Steel Body, Dual Offset Stainless Steel Disc, Fire Safe Seat & Gear Operator, Class 150
High Performance Butterfly Valves | HPBFV-600-CS-150-GO | 600-12H1CSFG | 12” | 10119.67 | Lug Style, Epoxy Coated Carbon Steel Body, Dual Offset Stainless Steel Disc, Fire Safe Seat & Gear Operator, Class 150
High Performance Butterfly Valves | HPBFV-600-SS-150-LH | 600-02H1SSRL | 2” | 1867.21 | Lug Style, Stainless Steel Body, Dual Offset Stainless Steel Disc, RPTFE Seat & Lever Handle, Class 150
High Performance Butterfly Valves | HPBFV-600-SS-150-LH | 600-212H1SSRL | 2-1/2” | 1913.13 | Lug Style, Stainless Steel Body, Dual Offset Stainless Steel Disc, RPTFE Seat & Lever Handle, Class 150
High Performance Butterfly Valves | HPBFV-600-SS-150-LH | 600-03H1SSRL | 3” | 1974.35 | Lug Style, Stainless Steel Body, Dual Offset Stainless Steel Disc, RPTFE Seat & Lever Handle, Class 150
High Performance Butterfly Valves | HPBFV-600-SS-150-LH | 600-04H1SSRL | 4” | 2372.28 | Lug Style, Stainless Steel Body, Dual Offset Stainless Steel Disc, RPTFE Seat & Lever Handle, Class 150
High Performance Butterfly Valves | HPBFV-600-SS-150-LH | 600-05H1SSRL | 5" | 3336.49 | Lug Style, Stainless Steel Body, Dual Offset Stainless Steel Disc, RPTFE Seat & Lever Handle, Class 150
High Performance Butterfly Valves | HPBFV-600-SS-150-LH | 600-06H1SSRL | 6” | 4170.62 | Lug Style, Stainless Steel Body, Dual Offset Stainless Steel Disc, RPTFE Seat & Lever Handle, Class 150
High Performance Butterfly Valves | HPBFV-600-SS-150-GO | 600-02H1SSRG | 2” | 2096.79 | Lug Style, Stainless Steel Body, Dual Offset Stainless Steel Disc, RPTFE Seat & Gear Operator, Class 150
High Performance Butterfly Valves | HPBFV-600-SS-150-GO | 600-212H1SSRG | 2-1/2” | 2150.35 | Lug Style, Stainless Steel Body, Dual Offset Stainless Steel Disc, RPTFE Seat & Gear Operator, Class 150
High Performance Butterfly Valves | HPBFV-600-SS-150-GO | 600-03H1SSRG | 3” | 2311.06 | Lug Style, Stainless Steel Body, Dual Offset Stainless Steel Disc, RPTFE Seat & Gear Operator, Class 150
High Performance Butterfly Valves | HPBFV-600-SS-150-GO | 600-04H1SSRG | 4” | 2731.94 | Lug Style, Stainless Steel Body, Dual Offset Stainless Steel Disc, RPTFE Seat & Gear Operator, Class 150
High Performance Butterfly Valves | HPBFV-600-SS-150-GO | 600-05H1SSRG | 5" | 3611.98 | Lug Style, Stainless Steel Body, Dual Offset Stainless Steel Disc, RPTFE Seat & Gear Operator, Class 150
High Performance Butterfly Valves | HPBFV-600-SS-150-GO | 600-06H1SSRG | 6” | 4507.33 | Lug Style, Stainless Steel Body, Dual Offset Stainless Steel Disc, RPTFE Seat & Gear Operator, Class 150
High Performance Butterfly Valves | HPBFV-600-SS-150-GO | 600-08H1SSRG | 8” | 5616.94 | Lug Style, Stainless Steel Body, Dual Offset Stainless Steel Disc, RPTFE Seat & Gear Operator, Class 150
High Performance Butterfly Valves | HPBFV-600-SS-150-GO | 600-10H1SSRG | 10” | 8341.23 | Lug Style, Stainless Steel Body, Dual Offset Stainless Steel Disc, RPTFE Seat & Gear Operator, Class 150
High Performance Butterfly Valves | HPBFV-600-SS-150-GO | 600-12H1SSRG | 12” | 12029.74 | Lug Style, Stainless Steel Body, Dual Offset Stainless Steel Disc, RPTFE Seat & Gear Operator, Class 150
High Performance Butterfly Valves | HPBFV-600-SS-150-GO | 600-14H1SSRG | 14” | 24840.03 | Lug Style, Stainless Steel Body, Dual Offset Stainless Steel Disc, RPTFE Seat & Gear Operator, Class 150
High Performance Butterfly Valves | HPBFV-600-SS-150-GO | 600-16H1SSRG | 16” | 30571.76 | Lug Style, Stainless Steel Body, Dual Offset Stainless Steel Disc, RPTFE Seat & Gear Operator, Class 150
High Performance Butterfly Valves | HPBFV-600-SS-150-GO | 600-18H1SSRG | 18” | 45892.07 | Lug Style, Stainless Steel Body, Dual Offset Stainless Steel Disc, RPTFE Seat & Gear Operator, Class 150
High Performance Butterfly Valves | HPBFV-600-SS-150-GO | 600-20H1SSRG | 20” | 53376.22 | Lug Style, Stainless Steel Body, Dual Offset Stainless Steel Disc, RPTFE Seat & Gear Operator, Class 150
High Performance Butterfly Valves | HPBFV-600-SS-150-GO | 600-24H1SSRG | 24" | 91141.34 | Lug Style, Stainless Steel Body, Dual Offset Stainless Steel Disc, RPTFE Seat & Gear Operator, Class 150
High Performance Butterfly Valves | HPBFV-600-SS-150-LH | 600-02H1SSFL | 2” | 2268.2 | Lug Style, Stainless Steel Body, Dual Offset Stainless Steel Disc, Fire Safe Seat & Lever Handle, Class 150
High Performance Butterfly Valves | HPBFV-600-SS-150-LH | 600-212H1SSFL | 2-1/2” | 2346.26 | Lug Style, Stainless Steel Body, Dual Offset Stainless Steel Disc, Fire Safe Seat & Lever Handle, Class 150
High Performance Butterfly Valves | HPBFV-600-SS-150-LH | 600-03H1SSFL | 3” | 2435.03 | Lug Style, Stainless Steel Body, Dual Offset Stainless Steel Disc, Fire Safe Seat & Lever Handle, Class 150
High Performance Butterfly Valves | HPBFV-600-SS-150-LH | 600-04H1SSFL | 4” | 2979.89 | Lug Style, Stainless Steel Body, Dual Offset Stainless Steel Disc, Fire Safe Seat & Lever Handle, Class 150
High Performance Butterfly Valves | HPBFV-600-SS-150-LH | 600-05H1SSFL | 5" | 4081.85 | Lug Style, Stainless Steel Body, Dual Offset Stainless Steel Disc, Fire Safe Seat & Lever Handle, Class 150
High Performance Butterfly Valves | HPBFV-600-SS-150-LH | 600-06H1SSFL | 6” | 5062.9 | Lug Style, Stainless Steel Body, Dual Offset Stainless Steel Disc, Fire Safe Seat & Lever Handle, Class 150
High Performance Butterfly Valves | HPBFV-600-SS-150-GO | 600-02H1SSFG | 2” | 2497.78 | Lug Style, Stainless Steel Body, Dual Offset Stainless Steel Disc, Fire Safe Seat & Gear Operator, Class 150
High Performance Butterfly Valves | HPBFV-600-SS-150-GO | 600-212H1SSFG | 2-1/2” | 2583.49 | Lug Style, Stainless Steel Body, Dual Offset Stainless Steel Disc, Fire Safe Seat & Gear Operator, Class 150
High Performance Butterfly Valves | HPBFV-600-SS-150-GO | 600-03H1SSFG | 3” | 2771.74 | Lug Style, Stainless Steel Body, Dual Offset Stainless Steel Disc, Fire Safe Seat & Gear Operator, Class 150
High Performance Butterfly Valves | HPBFV-600-SS-150-GO | 600-04H1SSFG | 4” | 3339.55 | Lug Style, Stainless Steel Body, Dual Offset Stainless Steel Disc, Fire Safe Seat & Gear Operator, Class 150
High Performance Butterfly Valves | HPBFV-600-SS-150-GO | 600-05H1SSFG | 5" | 4357.34 | Lug Style, Stainless Steel Body, Dual Offset Stainless Steel Disc, Fire Safe Seat & Gear Operator, Class 150
High Performance Butterfly Valves | HPBFV-600-SS-150-GO | 600-06H1SSFG | 6” | 5399.61 | Lug Style, Stainless Steel Body, Dual Offset Stainless Steel Disc, Fire Safe Seat & Gear Operator, Class 150
High Performance Butterfly Valves | HPBFV-600-SS-150-GO | 600-08H1SSFG | 8” | 6821.44 | Lug Style, Stainless Steel Body, Dual Offset Stainless Steel Disc, Fire Safe Seat & Gear Operator, Class 150
High Performance Butterfly Valves | HPBFV-600-SS-150-GO | 600-10H1SSFG | 10” | 10138.04 | Lug Style, Stainless Steel Body, Dual Offset Stainless Steel Disc, Fire Safe Seat & Gear Operator, Class 150
High Performance Butterfly Valves | HPBFV-600-SS-150-GO | 600-12H1SSFG | 12” | 14573.43 | Lug Style, Stainless Steel Body, Dual Offset Stainless Steel Disc, Fire Safe Seat & Gear Operator, Class 150
High Performance Butterfly Valves | HPBFV-600-CS-300-LH | 600-02H3CSRL | 2" | 1637.3 | Lug Style, Epoxy Coated Carbon Steel Body, Dual Offset Stainless Steel Disc, RPTFE Seat & Lever Handle, Class 300
High Performance Butterfly Valves | HPBFV-600-CS-300-LH | 600-212H3CSRL | 2-1/2" | 1683.03 | Lug Style, Epoxy Coated Carbon Steel Body, Dual Offset Stainless Steel Disc, RPTFE Seat & Lever Handle, Class 300
High Performance Butterfly Valves | HPBFV-600-CS-300-LH | 600-03H3CSRL | 3" | 1771.61 | Lug Style, Epoxy Coated Carbon Steel Body, Dual Offset Stainless Steel Disc, RPTFE Seat & Lever Handle, Class 300
High Performance Butterfly Valves | HPBFV-600-CS-300-LH | 600-04H3CSRL | 4" | 2122.24 | Lug Style, Epoxy Coated Carbon Steel Body, Dual Offset Stainless Steel Disc, RPTFE Seat & Lever Handle, Class 300
High Performance Butterfly Valves | HPBFV-600-CS-300-GO | 600-02H3CSRG | 2" | 1827.86 | Lug Style, Epoxy Coated Carbon Steel Body, Dual Offset Stainless Steel Disc, RPTFE Seat & Gear Operator, Class 300
High Performance Butterfly Valves | HPBFV-600-CS-300-GO | 600-212H3CSRG | 2-1/2" | 1871.58 | Lug Style, Epoxy Coated Carbon Steel Body, Dual Offset Stainless Steel Disc, RPTFE Seat & Gear Operator, Class 300
High Performance Butterfly Valves | HPBFV-600-CS-300-GO | 600-03H3CSRG | 3” | 1931.61 | Lug Style, Epoxy Coated Carbon Steel Body, Dual Offset Stainless Steel Disc, RPTFE Seat & Gear Operator, Class 300
High Performance Butterfly Valves | HPBFV-600-CS-300-GO | 600-04H3CSRG | 4” | 2270.05 | Lug Style, Epoxy Coated Carbon Steel Body, Dual Offset Stainless Steel Disc, RPTFE Seat & Gear Operator, Class 300
High Performance Butterfly Valves | HPBFV-600-CS-300-GO | 600-05H3CSRG | 5" | 2698.12 | Lug Style, Epoxy Coated Carbon Steel Body, Dual Offset Stainless Steel Disc, RPTFE Seat & Gear Operator, Class 300
High Performance Butterfly Valves | HPBFV-600-CS-300-GO | 600-06H3CSRG | 6” | 3058.38 | Lug Style, Epoxy Coated Carbon Steel Body, Dual Offset Stainless Steel Disc, RPTFE Seat & Gear Operator, Class 300
High Performance Butterfly Valves | HPBFV-600-CS-300-GO | 600-08H3CSRG | 8” | 3645.64 | Lug Style, Epoxy Coated Carbon Steel Body, Dual Offset Stainless Steel Disc, RPTFE Seat & Gear Operator, Class 300
High Performance Butterfly Valves | HPBFV-600-CS-300-GO | 600-10H3CSRG | 10” | 5080.2 | Lug Style, Epoxy Coated Carbon Steel Body, Dual Offset Stainless Steel Disc, RPTFE Seat & Gear Operator, Class 300
High Performance Butterfly Valves | HPBFV-600-CS-300-GO | 600-12H3CSRG | 12” | 7004.73 | Lug Style, Epoxy Coated Carbon Steel Body, Dual Offset Stainless Steel Disc, RPTFE Seat & Gear Operator, Class 300
High Performance Butterfly Valves | HPBFV-600-SS-300-LH | 600-02H3SSRL | 2" | 2133.96 | Lug Style, Stainless Steel Body, Dual Offset Stainless Steel Disc, RPTFE Seat & Lever Handle, Class 300
High Performance Butterfly Valves | HPBFV-600-SS-300-LH | 600-212H3SSRL | 2-1/2" | 2186.43 | Lug Style, Stainless Steel Body, Dual Offset Stainless Steel Disc, RPTFE Seat & Lever Handle, Class 300
High Performance Butterfly Valves | HPBFV-600-SS-300-LH | 600-03H3SSRL | 3" | 2205.78 | Lug Style, Stainless Steel Body, Dual Offset Stainless Steel Disc, RPTFE Seat & Lever Handle, Class 300
High Performance Butterfly Valves | HPBFV-600-SS-300-LH | 600-04H3SSRL | 4" | 2321.35 | Lug Style, Stainless Steel Body, Dual Offset Stainless Steel Disc, RPTFE Seat & Lever Handle, Class 300
High Performance Butterfly Valves | HPBFV-600-SS-300-GO | 600-02H3SSRG | 2" | 2396.33 | Lug Style, Stainless Steel Body, Dual Offset Stainless Steel Disc, RPTFE Seat & Gear Operator, Class 300
High Performance Butterfly Valves | HPBFV-600-SS-300-GO | 600-212H3SSRG | 2-1/2" | 2457.55 | Lug Style, Stainless Steel Body, Dual Offset Stainless Steel Disc, RPTFE Seat & Gear Operator, Class 300
High Performance Butterfly Valves | HPBFV-600-SS-300-GO | 600-03H3SSRG | 3” | 2350.48 | Lug Style, Stainless Steel Body, Dual Offset Stainless Steel Disc, RPTFE Seat & Gear Operator, Class 300
High Performance Butterfly Valves | HPBFV-600-SS-300-GO | 600-04H3SSRG | 4” | 2525.95 | Lug Style, Stainless Steel Body, Dual Offset Stainless Steel Disc, RPTFE Seat & Gear Operator, Class 300
High Performance Butterfly Valves | HPBFV-600-SS-300-GO | 600-05H3SSRG | 5" | 3478.78 | Lug Style, Stainless Steel Body, Dual Offset Stainless Steel Disc, RPTFE Seat & Gear Operator, Class 300
High Performance Butterfly Valves | HPBFV-600-SS-300-GO | 600-06H3SSRG | 6” | 4341.1 | Lug Style, Stainless Steel Body, Dual Offset Stainless Steel Disc, RPTFE Seat & Gear Operator, Class 300
High Performance Butterfly Valves | HPBFV-600-SS-300-GO | 600-08H3SSRG | 8” | 5496.35 | Lug Style, Stainless Steel Body, Dual Offset Stainless Steel Disc, RPTFE Seat & Gear Operator, Class 300
High Performance Butterfly Valves | HPBFV-600-SS-300-GO | 600-10H3SSRG | 10” | 9640.34 | Lug Style, Stainless Steel Body, Dual Offset Stainless Steel Disc, RPTFE Seat & Gear Operator, Class 300
High Performance Butterfly Valves | HPBFV-600-SS-300-GO | 600-12H3SSRG | 12” | 14830.21 | Lug Style, Stainless Steel Body, Dual Offset Stainless Steel Disc, RPTFE Seat & Gear Operator, Class 300
High Performance Butterfly Valves | HPBFV-Fire Safe Seat | 899-02F | 2” |  | Replacement Fire Safe Seat for High Performance Butterfly Valve
High Performance Butterfly Valves | HPBFV-Fire Safe Seat | 899-212F | 2-1/2” |  | Replacement Fire Safe Seat for High Performance Butterfly Valve
High Performance Butterfly Valves | HPBFV-Fire Safe Seat | 899-03F | 3” |  | Replacement Fire Safe Seat for High Performance Butterfly Valve
High Performance Butterfly Valves | HPBFV-Fire Safe Seat | 899-04F | 4” |  | Replacement Fire Safe Seat for High Performance Butterfly Valve
High Performance Butterfly Valves | HPBFV-Fire Safe Seat | 899-05F | 5" |  | Replacement Fire Safe Seat for High Performance Butterfly Valve
High Performance Butterfly Valves | HPBFV-Fire Safe Seat | 899-06F | 6” |  | Replacement Fire Safe Seat for High Performance Butterfly Valve
High Performance Butterfly Valves | HPBFV-Fire Safe Seat | 899-08F | 8” |  | Replacement Fire Safe Seat for High Performance Butterfly Valve
High Performance Butterfly Valves | HPBFV-Fire Safe Seat | 899-10F | 10” |  | Replacement Fire Safe Seat for High Performance Butterfly Valve
High Performance Butterfly Valves | HPBFV-Fire Safe Seat | 899-12F | 12” |  | Replacement Fire Safe Seat for High Performance Butterfly Valve
High Performance Butterfly Valves | HPBFV-RPTFE Seat | 899-02R | 2” |  | Replacement RPTFE Seat for High Performance Butterfly Valve
High Performance Butterfly Valves | HPBFV-RPTFE Seat | 899-212R | 2-1/2” |  | Replacement RPTFE Seat for High Performance Butterfly Valve
High Performance Butterfly Valves | HPBFV-RPTFE Seat | 899-03R | 3” |  | Replacement RPTFE Seat for High Performance Butterfly Valve
High Performance Butterfly Valves | HPBFV-RPTFE Seat | 899-04R | 4” |  | Replacement RPTFE Seat for High Performance Butterfly Valve
High Performance Butterfly Valves | HPBFV-RPTFE Seat | 899-05R | 5" |  | Replacement RPTFE Seat for High Performance Butterfly Valve
High Performance Butterfly Valves | HPBFV-RPTFE Seat | 899-06R | 6” |  | Replacement RPTFE Seat for High Performance Butterfly Valve
High Performance Butterfly Valves | HPBFV-RPTFE Seat | 899-08R | 8” |  | Replacement RPTFE Seat for High Performance Butterfly Valve
High Performance Butterfly Valves | HPBFV-RPTFE Seat | 899-10R | 10” |  | Replacement RPTFE Seat for High Performance Butterfly Valve
High Performance Butterfly Valves | HPBFV-RPTFE Seat | 899-12R | 12” |  | Replacement RPTFE Seat for High Performance Butterfly Valve
High Performance Butterfly Valves | HPBFV-RPTFE Seat | 899-14R | 14” |  | Replacement RPTFE Seat for High Performance Butterfly Valve
High Performance Butterfly Valves | HPBFV-RPTFE Seat | 899-16R | 16” |  | Replacement RPTFE Seat for High Performance Butterfly Valve
High Performance Butterfly Valves | HPBFV-RPTFE Seat | 899-18R | 18” |  | Replacement RPTFE Seat for High Performance Butterfly Valve
High Performance Butterfly Valves | HPBFV-RPTFE Seat | 899-20R | 20" |  | Replacement RPTFE Seat for High Performance Butterfly Valve
High Performance Butterfly Valves | HPBFV - Lever Handle | HPLH2 | 2" | 108.67 | Ten-position Lockable Lever Handle for High Performance Butterfly Valve
High Performance Butterfly Valves | HPBFV - Lever Handle | HPLH2.5-5 | 2.5",3",4",5" | 108.67 | Ten-position Lockable Lever Handle for High Performance Butterfly Valve
High Performance Butterfly Valves | HPBFV - Lever Handle | HPLH6 | 6" | 133.15 | Ten-position Lockable Lever Handle for High Performance Butterfly Valve
High Performance Butterfly Valves | HPBFV - Gear Operator | HPBGO2 | 2" | 263.25 | Gear Operator for High Performance Butterfly Valve
High Performance Butterfly Valves | HPBFV - Gear Operator | HPBGO2.5-5 | 2.5",3",4",5" | 263.25 | Gear Operator for High Performance Butterfly Valve
High Performance Butterfly Valves | HPBFV - Gear Operator | HPBGO6-8 | 6",8" | 303.04 | Gear Operator for High Performance Butterfly Valve
High Performance Butterfly Valves | HPBFV - Gear Operator | HPBGO10 | 10" | 309.16 | Gear Operator for High Performance Butterfly Valve
High Performance Butterfly Valves | HPBFV - Gear Operator | HPBGO12 | 12" | 365.79 | Gear Operator for High Performance Butterfly Valve
High Performance Butterfly Valves | HPBFV - Gear Operator | HPBGO14 | 14" | 434.66 | Gear Operator for High Performance Butterfly Valve
High Performance Butterfly Valves | HPBFV - Gear Operator | HPBGO16 | 16" | 951.97 | Gear Operator for High Performance Butterfly Valve
High Performance Butterfly Valves | HPBFV - Gear Operator | HPBGO18 | 18" | 965.75 | Gear Operator for High Performance Butterfly Valve
High Performance Butterfly Valves | HPBFV - Gear Operator | HPBGO20 | 20" | 1002.48 | Gear Operator for High Performance Butterfly Valve
High Performance Butterfly Valves | HPBFV - Gear Operator | HPBGO24 | 24" | 1013.19 | Gear Operator for High Performance Butterfly Valve
High Performance Butterfly Valves | HPBFV - SS Lever Handle | HPLH2SS | 2" | 416.3 | Stainless Steel Ten-Position Lockable Lever Handle for High Performance Butterfly Valve
High Performance Butterfly Valves | HPBFV - SS Lever Handle | HPLH2.5-5SS | 2.5",3",4",5" | 416.3 | Stainless Steel Ten-Position Lockable Lever Handle for High Performance Butterfly Valve
High Performance Butterfly Valves | HPBFV - SS Lever Handle | HPLH6SS | 6" | 511.19 | Stainless Steel Ten-Position Lockable Lever Handle for High Performance Butterfly Valve
Carbon & Stainless Steel | T-SS-900N | 100-903 | 1/2" | 46.8125 | 2 Piece, Full Port, Stainless Steel, Threaded Connection, Stainless Steel Ball & Stem, 1000 WOG
Carbon & Stainless Steel | T-SS-900N | 100-904 | 3/4" | 61.1077 | 2 Piece, Full Port, Stainless Steel, Threaded Connection, Stainless Steel Ball & Stem, 1000 WOG
Carbon & Stainless Steel | T-SS-900N | 100-905 | 1" | 87.8577 | 2 Piece, Full Port, Stainless Steel, Threaded Connection, Stainless Steel Ball & Stem, 1000 WOG
Carbon & Stainless Steel | T-SS-900N | 100-906 | 1-1/4" | 129.6198 | 2 Piece, Full Port, Stainless Steel, Threaded Connection, Stainless Steel Ball & Stem, 1000 WOG
Carbon & Stainless Steel | T-SS-900N | 100-907 | 1-1/2" | 167.99 | 2 Piece, Full Port, Stainless Steel, Threaded Connection, Stainless Steel Ball & Stem, 1000 WOG
Carbon & Stainless Steel | T-SS-900N | 100-908 | 2" | 229.2047 | 2 Piece, Full Port, Stainless Steel, Threaded Connection, Stainless Steel Ball & Stem, 1000 WOG
Carbon & Stainless Steel | T-SS-1001N | 100-961 | 1/4" | 55.1985 | 2 Piece, Full Port, Stainless Steel, Threaded Connection, Stainless Steel Ball & Stem, 1000 WOG
Carbon & Stainless Steel | T-SS-1001N | 100-962 | 3/8" | 55.1985 | 2 Piece, Full Port, Stainless Steel, Threaded Connection, Stainless Steel Ball & Stem, 1000 WOG
Carbon & Stainless Steel | T-SS-1001N | 100-963 | 1/2" | 61.8765 | 2 Piece, Full Port, Stainless Steel, Threaded Connection, Stainless Steel Ball & Stem, 1000 WOG
Carbon & Stainless Steel | T-SS-1001N | 100-964 | 3/4" | 87.8115 | 2 Piece, Full Port, Stainless Steel, Threaded Connection, Stainless Steel Ball & Stem, 1000 WOG
Carbon & Stainless Steel | T-SS-1001N | 100-965 | 1" | 122.766 | 2 Piece, Full Port, Stainless Steel, Threaded Connection, Stainless Steel Ball & Stem, 1000 WOG
Carbon & Stainless Steel | T-SS-1001N | 100-966 | 1-1/4" | 186.4695 | 2 Piece, Full Port, Stainless Steel, Threaded Connection, Stainless Steel Ball & Stem, 1000 WOG
Carbon & Stainless Steel | T-SS-1001N | 100-967 | 1-1/2" | 246.813 | 2 Piece, Full Port, Stainless Steel, Threaded Connection, Stainless Steel Ball & Stem, 1000 WOG
Carbon & Stainless Steel | T-SS-1001N | 100-968 | 2" | 344.8725 | 2 Piece, Full Port, Stainless Steel, Threaded Connection, Stainless Steel Ball & Stem, 1000 WOG
Carbon & Stainless Steel | T-CS-1001N-SS | 100-971 | 1/4" | 45.2025 | 2 Piece, Full Port, Carbon Steel, Threaded Connection, Stainless Steel Ball & Stem, 1000 WOG
Carbon & Stainless Steel | T-CS-1001N-SS | 100-972 | 3/8" | 45.2025 | 2 Piece, Full Port, Carbon Steel, Threaded Connection, Stainless Steel Ball & Stem, 1000 WOG
Carbon & Stainless Steel | T-CS-1001N-SS | 100-973 | 1/2" | 50.526 | 2 Piece, Full Port, Carbon Steel, Threaded Connection, Stainless Steel Ball & Stem, 1000 WOG
Carbon & Stainless Steel | T-CS-1001N-SS | 100-974 | 3/4" | 73.059 | 2 Piece, Full Port, Carbon Steel, Threaded Connection, Stainless Steel Ball & Stem, 1000 WOG
Carbon & Stainless Steel | T-CS-1001N-SS | 100-975 | 1" | 100.065 | 2 Piece, Full Port, Carbon Steel, Threaded Connection, Stainless Steel Ball & Stem, 1000 WOG
Carbon & Stainless Steel | T-CS-1001N-SS | 100-976 | 1-1/4" | 150.2655 | 2 Piece, Full Port, Carbon Steel, Threaded Connection, Stainless Steel Ball & Stem, 1000 WOG
Carbon & Stainless Steel | T-CS-1001N-SS | 100-977 | 1-1/2" | 194.313 | 2 Piece, Full Port, Carbon Steel, Threaded Connection, Stainless Steel Ball & Stem, 1000 WOG
Carbon & Stainless Steel | T-CS-1001N-SS | 100-978 | 2" | 278.7435 | 2 Piece, Full Port, Carbon Steel, Threaded Connection, Stainless Steel Ball & Stem, 1000 WOG
Carbon & Stainless Steel | T-SS-2000N | 100-931 | 1/4" | 59.514 | 2 Piece, Standard Port, Stainless Steel, Threaded Connection, Stainless Steel Ball & Stem, 2000 WOG
Carbon & Stainless Steel | T-SS-2000N | 100-932 | 3/8" | 59.514 | 2 Piece, Standard Port, Stainless Steel, Threaded Connection, Stainless Steel Ball & Stem, 2000 WOG
Carbon & Stainless Steel | T-SS-2000N | 100-933 | 1/2" | 63.609 | 2 Piece, Standard Port, Stainless Steel, Threaded Connection, Stainless Steel Ball & Stem, 2000 WOG
Carbon & Stainless Steel | T-SS-2000N | 100-934 | 3/4" | 94.878 | 2 Piece, Standard Port, Stainless Steel, Threaded Connection, Stainless Steel Ball & Stem, 2000 WOG
Carbon & Stainless Steel | T-SS-2000N | 100-935 | 1" | 119.3745 | 2 Piece, Standard Port, Stainless Steel, Threaded Connection, Stainless Steel Ball & Stem, 2000 WOG
Carbon & Stainless Steel | T-SS-2000N | 100-936 | 1-1/4" | 179.844 | 2 Piece, Standard Port, Stainless Steel, Threaded Connection, Stainless Steel Ball & Stem, 2000 WOG
Carbon & Stainless Steel | T-SS-2000N | 100-937 | 1-1/2" | 244.839 | 2 Piece, Standard Port, Stainless Steel, Threaded Connection, Stainless Steel Ball & Stem, 2000 WOG
Carbon & Stainless Steel | T-SS-2000N | 100-938 | 2" | 334.383 | 2 Piece, Standard Port, Stainless Steel, Threaded Connection, Stainless Steel Ball & Stem, 2000 WOG
Carbon & Stainless Steel | T-SS-2000N-FP | 101-941 | 1/4" | 61.215 | 2 Piece, Full Port, Stainless Steel, Threaded Connection, Stainless Steel Ball & Stem, 2000 WOG
Carbon & Stainless Steel | T-SS-2000N-FP | 101-942 | 3/8" | 61.215 | 2 Piece, Full Port, Stainless Steel, Threaded Connection, Stainless Steel Ball & Stem, 2000 WOG
Carbon & Stainless Steel | T-SS-2000N-FP | 101-943 | 1/2" | 65.4255 | 2 Piece, Full Port, Stainless Steel, Threaded Connection, Stainless Steel Ball & Stem, 2000 WOG
Carbon & Stainless Steel | T-SS-2000N-FP | 101-944 | 3/4" | 97.587 | 2 Piece, Full Port, Stainless Steel, Threaded Connection, Stainless Steel Ball & Stem, 2000 WOG
Carbon & Stainless Steel | T-SS-2000N-FP | 101-945 | 1" | 122.787 | 2 Piece, Full Port, Stainless Steel, Threaded Connection, Stainless Steel Ball & Stem, 2000 WOG
Carbon & Stainless Steel | T-SS-2000N-FP | 101-946 | 1-1/4" | 184.989 | 2 Piece, Full Port, Stainless Steel, Threaded Connection, Stainless Steel Ball & Stem, 1500 WOG
Carbon & Stainless Steel | T-SS-2000N-FP | 101-947 | 1-1/2" | 273.987 | 2 Piece, Full Port, Stainless Steel, Threaded Connection, Stainless Steel Ball & Stem, 1500 WOG
Carbon & Stainless Steel | T-SS-2000N-FP | 101-948 | 2" | 391.7025 | 2 Piece, Full Port, Stainless Steel, Threaded Connection, Stainless Steel Ball & Stem, 1500 WOG
Carbon & Stainless Steel | T-SS-2000N-FP | 101-949 | 2-1/2" | 1172.1885 | 2 Piece, Full Port, Stainless Steel, Threaded Connection, Stainless Steel Ball & Stem, 1000 WOG
Carbon & Stainless Steel | T-SS-2000N-FP | 101-950 | 3" | 1716.0885 | 2 Piece, Full Port, Stainless Steel, Threaded Connection, Stainless Steel Ball & Stem, 1000 WOG
Carbon & Stainless Steel | T-SS-2000N-FP | 101-951 | 4" | 2059.302 | 2 Piece, Full Port, Stainless Steel, Threaded Connection, Stainless Steel Ball & Stem, 1000 WOG
Carbon & Stainless Steel | T-SS-2000N-MF | 101-931 | 1/4" | 80.01 | 2 Piece, Standard Port, Stainless Steel, MNPT x FNPT Connection, Stainless Steel Ball & Stem, 2000 WOG
Carbon & Stainless Steel | T-SS-2000N-MF | 101-933 | 1/2" | 94.3005 | 2 Piece, Standard Port, Stainless Steel, MNPT x FNPT Connection, Stainless Steel Ball & Stem, 2000 WOG
Carbon & Stainless Steel | T-SS-2000N-MF | 101-934 | 3/4" | 131.8485 | 2 Piece, Standard Port, Stainless Steel, MNPT x FNPT Connection, Stainless Steel Ball & Stem, 2000 WOG
Carbon & Stainless Steel | T-SS-2000N-MF | 101-935 | 1" | 170.583 | 2 Piece, Standard Port, Stainless Steel, MNPT x FNPT Connection, Stainless Steel Ball & Stem, 2000 WOG
Carbon & Stainless Steel | T-CS-2000N-SS | 100-951 | 1/4" | 48.951 | 2 Piece, Standard Port, Carbon Steel, Threaded Connection, Stainless Steel Ball & Stem, 2000 WOG
Carbon & Stainless Steel | T-CS-2000N-SS | 100-952 | 3/8" | 48.951 | 2 Piece, Standard Port, Carbon Steel, Threaded Connection, Stainless Steel Ball & Stem, 2000 WOG
Carbon & Stainless Steel | T-CS-2000N-SS | 100-953 | 1/2" | 53.004 | 2 Piece, Standard Port, Carbon Steel, Threaded Connection, Stainless Steel Ball & Stem, 2000 WOG
Carbon & Stainless Steel | T-CS-2000N-SS | 100-954 | 3/4" | 77.1645 | 2 Piece, Standard Port, Carbon Steel, Threaded Connection, Stainless Steel Ball & Stem, 2000 WOG
Carbon & Stainless Steel | T-CS-2000N-SS | 100-955 | 1" | 96.8835 | 2 Piece, Standard Port, Carbon Steel, Threaded Connection, Stainless Steel Ball & Stem, 2000 WOG
Carbon & Stainless Steel | T-CS-2000N-SS | 100-956 | 1-1/4" | 140.427 | 2 Piece, Standard Port, Carbon Steel, Threaded Connection, Stainless Steel Ball & Stem, 2000 WOG
Carbon & Stainless Steel | T-CS-2000N-SS | 100-957 | 1-1/2" | 188.6745 | 2 Piece, Standard Port, Carbon Steel, Threaded Connection, Stainless Steel Ball & Stem, 2000 WOG
Carbon & Stainless Steel | T-CS-2000N-SS | 100-958 | 2" | 259.3185 | 2 Piece, Standard Port, Carbon Steel, Threaded Connection, Stainless Steel Ball & Stem, 2000 WOG
Carbon & Stainless Steel | T-SS-2000N-DH | 100-931DH | 1/4" | 246.183 | 2 Piece, Standard Port, Stainless Steel, Threaded Connection, Stainless Steel Ball & Stem, Spring Return Handle, 2000 WOG
Carbon & Stainless Steel | T-SS-2000N-DH | 100-932DH | 3/8" | 246.183 | 2 Piece, Standard Port, Stainless Steel, Threaded Connection, Stainless Steel Ball & Stem, Spring Return Handle, 2000 WOG
Carbon & Stainless Steel | T-SS-2000N-DH | 100-933DH | 1/2" | 251.4225 | 2 Piece, Standard Port, Stainless Steel, Threaded Connection, Stainless Steel Ball & Stem, Spring Return Handle, 2000 WOG
Carbon & Stainless Steel | T-SS-2000N-DH | 100-934DH | 3/4" | 322.833 | 2 Piece, Standard Port, Stainless Steel, Threaded Connection, Stainless Steel Ball & Stem, Spring Return Handle, 2000 WOG
Carbon & Stainless Steel | T-SS-2000N-DH | 100-935DH | 1" | 370.5135 | 2 Piece, Standard Port, Stainless Steel, Threaded Connection, Stainless Steel Ball & Stem, Spring Return Handle, 2000 WOG
Carbon & Stainless Steel | T-SS-2000N-DH | 100-936DH | 1-1/4" | 610.89 | 2 Piece, Standard Port, Stainless Steel, Threaded Connection, Stainless Steel Ball & Stem, Spring Return Handle, 2000 WOG
Carbon & Stainless Steel | T-SS-2000N-DH | 100-937DH | 1-1/2" | 866.733 | 2 Piece, Standard Port, Stainless Steel, Threaded Connection, Stainless Steel Ball & Stem, Spring Return Handle, 2000 WOG
Carbon & Stainless Steel | T-SS-2000N-DH | 100-938DH | 2" | 1191.3615 | 2 Piece, Standard Port, Stainless Steel, Threaded Connection, Stainless Steel Ball & Stem, Spring Return Handle, 2000 WOG
Carbon & Stainless Steel | T-SS-1000N-4B | 500-301 | 1/4" | 73.5735 | 3 Piece, 4 Bolt, Full Port, Stainless Steel, Swing Out Body, Threaded Connection, Stainless Steel Ball & Stem, 1000 WOG
Carbon & Stainless Steel | T-SS-1000N-4B | 500-302 | 3/8" | 73.5735 | 3 Piece, 4 Bolt, Full Port, Stainless Steel, Swing Out Body, Threaded Connection, Stainless Steel Ball & Stem, 1000 WOG
Carbon & Stainless Steel | T-SS-1000N-4B | 500-303 | 1/2" | 88.179 | 3 Piece, 4 Bolt, Full Port, Stainless Steel, Swing Out Body, Threaded Connection, Stainless Steel Ball & Stem, 1000 WOG
Carbon & Stainless Steel | T-SS-1000N-4B | 500-304 | 3/4" | 115.752 | 3 Piece, 4 Bolt, Full Port, Stainless Steel, Swing Out Body, Threaded Connection, Stainless Steel Ball & Stem, 1000 WOG
Carbon & Stainless Steel | T-SS-1000N-4B | 500-305 | 1" | 155.7045 | 3 Piece, 4 Bolt, Full Port, Stainless Steel, Swing Out Body, Threaded Connection, Stainless Steel Ball & Stem, 1000 WOG
Carbon & Stainless Steel | T-SS-1000N-4B | 500-306 | 1-1/4" | 243.4425 | 3 Piece, 4 Bolt, Full Port, Stainless Steel, Swing Out Body, Threaded Connection, Stainless Steel Ball & Stem, 1000 WOG
Carbon & Stainless Steel | T-SS-1000N-4B | 500-307 | 1-1/2" | 319.9665 | 3 Piece, 4 Bolt, Full Port, Stainless Steel, Swing Out Body, Threaded Connection, Stainless Steel Ball & Stem, 1000 WOG
Carbon & Stainless Steel | T-SS-1000N-4B | 500-308 | 2" | 469.6965 | 3 Piece, 4 Bolt, Full Port, Stainless Steel, Swing Out Body, Threaded Connection, Stainless Steel Ball & Stem, 1000 WOG
Carbon & Stainless Steel | T-SS-1000N-4B | 500-310 | 3" | 1290.324 | 3 Piece, 4 Bolt, Full Port, Stainless Steel, Swing Out Body, Threaded Connection, Stainless Steel Ball & Stem, 1000 WOG
Carbon & Stainless Steel | T-SS-1000N-4B | 500-311 | 4" | 2116.1805 | 3 Piece, 4 Bolt, Full Port, Stainless Steel, Swing Out Body, Threaded Connection, Stainless Steel Ball & Stem, 1000 WOG
Carbon & Stainless Steel | T-SS-1000N-4B | 501-308 | 2" | 602.3955 | 3 Piece, 4 Bolt, Full Port, Stainless Steel, Swing Out Body, Threaded Connection, Stainless Steel Ball & Stem, Drain Tap, 1000 WOG
Carbon & Stainless Steel | T-SS-1000N-4B | 511-308 | 2" | 602.3955 | 3 Piece, 4 Bolt, Full Port, Stainless Steel, Swing Out Body, Socket Weld Connection, Stainless Steel Ball & Stem, Drain Tap, 1000 WOG
Carbon & Stainless Steel | T-SS-1000N-4B | 500-358 | 2" | 614.103 | 3 Piece, 4 Bolt, Full Port, Stainless Steel, Swing Out Body, Square Flange x Threaded Connection, Stainless Steel Ball & Stem, 1000 WOG
Carbon & Stainless Steel | T-SS-1000N-4B | 501-356 | 1-1/4" | 424.473 | 3 Piece, 4 Bolt, Full Port, Stainless Steel, Swing Out Body, Square Flange x Threaded Connection, Stainless Steel Ball & Stem, 1000 WOG
Carbon & Stainless Steel | T-SS-1000N-4B | 501-358 | 2" | 783.0795 | 3 Piece, 4 Bolt, Full Port, Stainless Steel, Swing Out Body, Square Flange x Threaded Connection, Stainless Steel Ball & Stem, Drain Tap, 1000 WOG
Carbon & Stainless Steel | T-SS-1000N-4B | 500-368 | 2" | 842.289 | 3 Piece, 4 Bolt, Full Port, Stainless Steel, Swing Out Body, Square Flange x Square Flange Connection, Stainless Steel Ball & Stem, 1000 WOG
Carbon & Stainless Steel | S-SS-1000N-4B | 500-343 | 1/2" | 88.179 | 3 Piece, 4 Bolt, Full Port, Stainless Steel, Swing Out Body, Socket Weld Connection, Stainless Steel Ball & Stem, 1000 WOG
Carbon & Stainless Steel | S-SS-1000N-4B | 500-344 | 3/4" | 115.752 | 3 Piece, 4 Bolt, Full Port, Stainless Steel, Swing Out Body, Socket Weld Connection, Stainless Steel Ball & Stem, 1000 WOG
Carbon & Stainless Steel | S-SS-1000N-4B | 500-345 | 1" | 155.7045 | 3 Piece, 4 Bolt, Full Port, Stainless Steel, Swing Out Body, Socket Weld Connection, Stainless Steel Ball & Stem, 1000 WOG
Carbon & Stainless Steel | S-SS-1000N-4B | 500-346 | 1-1/4" | 243.4425 | 3 Piece, 4 Bolt, Full Port, Stainless Steel, Swing Out Body, Socket Weld Connection, Stainless Steel Ball & Stem, 1000 WOG
Carbon & Stainless Steel | S-SS-1000N-4B | 500-347 | 1-1/2" | 319.9665 | 3 Piece, 4 Bolt, Full Port, Stainless Steel, Swing Out Body, Socket Weld Connection, Stainless Steel Ball & Stem, 1000 WOG
Carbon & Stainless Steel | S-SS-1000N-4B | 500-348 | 2" | 469.6965 | 3 Piece, 4 Bolt, Full Port, Stainless Steel, Swing Out Body, Socket Weld Connection, Stainless Steel Ball & Stem, 1000 WOG
Carbon & Stainless Steel | S-SS-1000N-4B | 500-350 | 3" | 1290.324 | 3 Piece, 4 Bolt, Full Port, Stainless Steel, Swing Out Body, Socket Weld Connection, Stainless Steel Ball & Stem, 1000 WOG
Carbon & Stainless Steel | S-SS-1000N-4B | 500-351 | 4" | 2116.1805 | 3 Piece, 4 Bolt, Full Port, Stainless Steel, Swing Out Body, Socket Weld Connection, Stainless Steel Ball & Stem, 1000 WOG
Carbon & Stainless Steel | TS-SS-1000N-4B | 500-376 |  |  | 3 Piece, 4 Bolt, Full Port, Stainless Steel, Swing Out Body, Threaded x Socket Weld Connection, Stainless Steel Ball & Stem, 1000 WOG
Carbon & Stainless Steel | TS-SS-1000N-4B | 500-378 |  |  | 3 Piece, 4 Bolt, Full Port, Stainless Steel, Swing Out Body, Threaded x Socket Weld Connection, Stainless Steel Ball & Stem, 1000 WOG
Carbon & Stainless Steel | T-CS-1000N-SS-4B | 500-403 | 1/2" | 70.98 | 3 Piece, 4 Bolt, Full Port, Carbon Steel, Swing Out Body, Threaded Connection, Stainless Steel Ball & Stem, 1000 WOG
Carbon & Stainless Steel | T-CS-1000N-SS-4B | 500-404 | 3/4" | 94.2165 | 3 Piece, 4 Bolt, Full Port, Carbon Steel, Swing Out Body, Threaded Connection, Stainless Steel Ball & Stem, 1000 WOG
Carbon & Stainless Steel | T-CS-1000N-SS-4B | 500-405 | 1" | 125.9055 | 3 Piece, 4 Bolt, Full Port, Carbon Steel, Swing Out Body, Threaded Connection, Stainless Steel Ball & Stem, 1000 WOG
Carbon & Stainless Steel | T-CS-1000N-SS-4B | 500-406 | 1-1/4" | 192.1185 | 3 Piece, 4 Bolt, Full Port, Carbon Steel, Swing Out Body, Threaded Connection, Stainless Steel Ball & Stem, 1000 WOG
Carbon & Stainless Steel | T-CS-1000N-SS-4B | 500-407 | 1-1/2" | 251.8845 | 3 Piece, 4 Bolt, Full Port, Carbon Steel, Swing Out Body, Threaded Connection, Stainless Steel Ball & Stem, 1000 WOG
Carbon & Stainless Steel | T-CS-1000N-SS-4B | 500-408 | 2" | 368.592 | 3 Piece, 4 Bolt, Full Port, Carbon Steel, Swing Out Body, Threaded Connection, Stainless Steel Ball & Stem, 1000 WOG
Carbon & Stainless Steel | S-CS-1000N-SS-4B | 500-503 | 1/2" | 70.98 | 3 Piece, 4 Bolt, Full Port, Carbon Steel, Swing Out Body, Socket Weld Connection, Stainless Steel Ball & Stem, 1000 WOG
Carbon & Stainless Steel | S-CS-1000N-SS-4B | 500-504 | 3/4" | 94.2165 | 3 Piece, 4 Bolt, Full Port, Carbon Steel, Swing Out Body, Socket Weld Connection, Stainless Steel Ball & Stem, 1000 WOG
Carbon & Stainless Steel | S-CS-1000N-SS-4B | 500-505 | 1" | 125.9055 | 3 Piece, 4 Bolt, Full Port, Carbon Steel, Swing Out Body, Socket Weld Connection, Stainless Steel Ball & Stem, 1000 WOG
Carbon & Stainless Steel | S-CS-1000N-SS-4B | 500-506 | 1-1/4" | 192.1185 | 3 Piece, 4 Bolt, Full Port, Carbon Steel, Swing Out Body, Socket Weld Connection, Stainless Steel Ball & Stem, 1000 WOG
Carbon & Stainless Steel | S-CS-1000N-SS-4B | 500-507 | 1-1/2" | 251.8845 | 3 Piece, 4 Bolt, Full Port, Carbon Steel, Swing Out Body, Socket Weld Connection, Stainless Steel Ball & Stem, 1000 WOG
Carbon & Stainless Steel | S-CS-1000N-SS-4B | 500-508 | 2" | 368.592 | 3 Piece, 4 Bolt, Full Port, Carbon Steel, Swing Out Body, Socket Weld Connection, Stainless Steel Ball & Stem, 1000 WOG
Carbon & Stainless Steel | T-SS-1000 | 500-098 | 1/8" FIP x 1/8" MIP | 93.9435 | 1 Piece / 2 Piece, Full Port, Mini Ball Valve, Stainless Steel, FNPT x MNPT Connection, Stainless Steel Ball & Stem, 1000 WOG
Carbon & Stainless Steel | T-SS-1000 | 500-099 | 1/4" FIP x 1/4" MIP | 106.9005 | 1 Piece / 2 Piece, Full Port, Mini Ball Valve, Stainless Steel, FNPT x MNPT Connection, Stainless Steel Ball & Stem, 1000 WOG
Carbon & Stainless Steel | T-SS-1000 | 500-101 | 1/4" FIP x 1/4" FIP | 75.6105 | 1 Piece / 2 Piece, Full Port, Mini Ball Valve, Stainless Steel, FNPT Connection, Stainless Steel Ball & Stem, 1000 WOG
Carbon & Stainless Steel | T-SS-1050N-3L | 500-203 | 1/2" | 396.207 | 2 Piece, Reduced Port, 3 Way Dispenser Valve, Stainless Steel, Threaded Connection, Stainless Steel Ball & Stem, 1000 WOG
Carbon & Stainless Steel | T-SS-1050N-3L | 500-204 | 3/4" | 504.2835 | 2 Piece, Reduced Port, 3 Way Dispenser Valve, Stainless Steel, Threaded Connection, Stainless Steel Ball & Stem, 1000 WOG
Carbon & Stainless Steel | T-SS-1050N-3L | 500-205 | 1" | 619.1745 | 2 Piece, Reduced Port, 3 Way Dispenser Valve, Stainless Steel, Threaded Connection, Stainless Steel Ball & Stem, 1000 WOG
Carbon & Stainless Steel | T-SS-2001N-4B | 601-603 | 1/2" | 132.405 | 3 Piece, 4 Bolt Enclosed, Standard Port, Stainless Steel, Threaded Connection, Stainless Steel Ball & Stem, 2000 WOG
Carbon & Stainless Steel | T-SS-2001N-4B | 601-604 | 3/4" | 157.143 | 3 Piece, 4 Bolt Enclosed, Standard Port, Stainless Steel, Threaded Connection, Stainless Steel Ball & Stem, 2000 WOG
Carbon & Stainless Steel | T-SS-2001N-4B | 601-605 | 1" | 247.8105 | 3 Piece, 4 Bolt Enclosed, Standard Port, Stainless Steel, Threaded Connection, Stainless Steel Ball & Stem, 2000 WOG
Carbon & Stainless Steel | T-SS-2001N-4B | 601-606 | 1-1/4" | 403.3785 | 3 Piece, 4 Bolt Enclosed, Standard Port, Stainless Steel, Threaded Connection, Stainless Steel Ball & Stem, 2000 WOG
Carbon & Stainless Steel | T-SS-2001N-4B | 601-607 | 1-1/2" | 427.2975 | 3 Piece, 4 Bolt Enclosed, Standard Port, Stainless Steel, Threaded Connection, Stainless Steel Ball & Stem, 2000 WOG
Carbon & Stainless Steel | T-SS-2001N-4B | 601-608 | 2" | 599.4555 | 3 Piece, 4 Bolt Enclosed, Standard Port, Stainless Steel, Threaded Connection, Stainless Steel Ball & Stem, 2000 WOG
Carbon & Stainless Steel | S-SS-2001N-4B | 601-623 | 1/2" | 132.405 | 3 Piece, 4 Bolt Enclosed, Standard Port, Stainless Steel, Socket Weld Connection, Stainless Steel Ball & Stem, 2000 WOG
Carbon & Stainless Steel | S-SS-2001N-4B | 601-624 | 3/4" | 157.143 | 3 Piece, 4 Bolt Enclosed, Standard Port, Stainless Steel, Socket Weld Connection, Stainless Steel Ball & Stem, 2000 WOG
Carbon & Stainless Steel | S-SS-2001N-4B | 601-625 | 1" | 247.8105 | 3 Piece, 4 Bolt Enclosed, Standard Port, Stainless Steel, Socket Weld Connection, Stainless Steel Ball & Stem, 2000 WOG
Carbon & Stainless Steel | S-SS-2001N-4B | 601-626 | 1-1/4" | 403.3785 | 3 Piece, 4 Bolt Enclosed, Standard Port, Stainless Steel, Socket Weld Connection, Stainless Steel Ball & Stem, 2000 WOG
Carbon & Stainless Steel | S-SS-2001N-4B | 601-627 | 1-1/2" | 427.2975 | 3 Piece, 4 Bolt Enclosed, Standard Port, Stainless Steel, Socket Weld Connection, Stainless Steel Ball & Stem, 2000 WOG
Carbon & Stainless Steel | S-SS-2001N-4B | 601-628 | 2" | 599.4555 | 3 Piece, 4 Bolt Enclosed, Standard Port, Stainless Steel, Socket Weld Connection, Stainless Steel Ball & Stem, 2000 WOG
Carbon & Stainless Steel | T-CS-2001N-SS-4B | 601-613 | 1/2" | 108.4335 | 3 Piece, 4 Bolt Enclosed, Standard Port, Carbon Steel, Threaded Connection, Stainless Steel Ball & Stem, 2000 WOG
Carbon & Stainless Steel | T-CS-2001N-SS-4B | 601-614 | 3/4" | 132.909 | 3 Piece, 4 Bolt Enclosed, Standard Port, Carbon Steel, Threaded Connection, Stainless Steel Ball & Stem, 2000 WOG
Carbon & Stainless Steel | T-CS-2001N-SS-4B | 601-615 | 1" | 184.7685 | 3 Piece, 4 Bolt Enclosed, Standard Port, Carbon Steel, Threaded Connection, Stainless Steel Ball & Stem, 2000 WOG
Carbon & Stainless Steel | T-CS-2001N-SS-4B | 601-616 | 1-1/4" | 311.2305 | 3 Piece, 4 Bolt Enclosed, Standard Port, Carbon Steel, Threaded Connection, Stainless Steel Ball & Stem, 2000 WOG
Carbon & Stainless Steel | T-CS-2001N-SS-4B | 601-617 | 1-1/2" | 334.635 | 3 Piece, 4 Bolt Enclosed, Standard Port, Carbon Steel, Threaded Connection, Stainless Steel Ball & Stem, 2000 WOG
Carbon & Stainless Steel | T-CS-2001N-SS-4B | 601-618 | 2" | 484.1655 | 3 Piece, 4 Bolt Enclosed, Standard Port, Carbon Steel, Threaded Connection, Stainless Steel Ball & Stem, 2000 WOG
Carbon & Stainless Steel | S-CS-2001N-SS-4B | 601-633 | 1/2" | 108.4335 | 3 Piece, 4 Bolt Enclosed, Standard Port, Carbon Steel, Socket Weld Connection, Stainless Steel Ball & Stem, 2000 WOG
Carbon & Stainless Steel | S-CS-2001N-SS-4B | 601-634 | 3/4" | 132.909 | 3 Piece, 4 Bolt Enclosed, Standard Port, Carbon Steel, Socket Weld Connection, Stainless Steel Ball & Stem, 2000 WOG
Carbon & Stainless Steel | S-CS-2001N-SS-4B | 601-635 | 1" | 184.7685 | 3 Piece, 4 Bolt Enclosed, Standard Port, Carbon Steel, Socket Weld Connection, Stainless Steel Ball & Stem, 2000 WOG
Carbon & Stainless Steel | S-CS-2001N-SS-4B | 601-636 | 1-1/4" | 311.2305 | 3 Piece, 4 Bolt Enclosed, Standard Port, Carbon Steel, Socket Weld Connection, Stainless Steel Ball & Stem, 2000 WOG
Carbon & Stainless Steel | S-CS-2001N-SS-4B | 601-637 | 1-1/2" | 334.635 | 3 Piece, 4 Bolt Enclosed, Standard Port, Carbon Steel, Socket Weld Connection, Stainless Steel Ball & Stem, 2000 WOG
Carbon & Stainless Steel | S-CS-2001N-SS-4B | 601-638 | 2" | 484.1655 | 3 Piece, 4 Bolt Enclosed, Standard Port, Carbon Steel, Socket Weld Connection, Stainless Steel Ball & Stem, 2000 WOG
Carbon & Stainless Steel | T-SS-2002N-DUE | 100-983 | 1/2" | 180.6525 | 5 Piece, Double Union End, Full Port, Stainless Steel, Threaded Connection, Stainless Steel Ball & Stem, 3000 WOG
Carbon & Stainless Steel | T-SS-2002N-DUE | 100-984 | 3/4" | 237.0585 | 5 Piece, Double Union End, Full Port, Stainless Steel, Threaded Connection, Stainless Steel Ball & Stem, 3000 WOG
Carbon & Stainless Steel | T-SS-2002N-DUE | 100-985 | 1" | 289.1385 | 5 Piece, Double Union End, Full Port, Stainless Steel, Threaded Connection, Stainless Steel Ball & Stem, 3000 WOG
Carbon & Stainless Steel | T-SS-2002N-DUE | 100-986 | 1-1/4" | 455.532 | 5 Piece, Double Union End, Full Port, Stainless Steel, Threaded Connection, Stainless Steel Ball & Stem, 3000 WOG
Carbon & Stainless Steel | T-SS-2002N-DUE | 100-987 | 1-1/2" | 609.8715 | 5 Piece, Double Union End, Full Port, Stainless Steel, Threaded Connection, Stainless Steel Ball & Stem, 3000 WOG
Carbon & Stainless Steel | T-SS-2002N-DUE | 100-988 | 2" | 840.8925 | 5 Piece, Double Union End, Full Port, Stainless Steel, Threaded Connection, Stainless Steel Ball & Stem, 3000 WOG
Carbon & Stainless Steel | S-SS-2002N-DUE | 101-983 | 1/2" | 180.6525 | 5 Piece, Double Union End, Full Port, Stainless Steel, Socket Weld Connection, Stainless Steel Ball & Stem, 3000 WOG
Carbon & Stainless Steel | S-SS-2002N-DUE | 101-984 | 3/4" | 237.0585 | 5 Piece, Double Union End, Full Port, Stainless Steel, Socket Weld Connection, Stainless Steel Ball & Stem, 3000 WOG
Carbon & Stainless Steel | S-SS-2002N-DUE | 101-985 | 1" | 289.1385 | 5 Piece, Double Union End, Full Port, Stainless Steel, Socket Weld Connection, Stainless Steel Ball & Stem, 3000 WOG
Carbon & Stainless Steel | S-SS-2002N-DUE | 101-986 | 1-1/4" | 455.532 | 5 Piece, Double Union End, Full Port, Stainless Steel, Socket Weld Connection, Stainless Steel Ball & Stem, 3000 WOG
Carbon & Stainless Steel | S-SS-2002N-DUE | 101-987 | 1-1/2" | 609.8715 | 5 Piece, Double Union End, Full Port, Stainless Steel, Socket Weld Connection, Stainless Steel Ball & Stem, 3000 WOG
Carbon & Stainless Steel | S-SS-2002N-DUE | 101-988 | 2" | 840.8925 | 5 Piece, Double Union End, Full Port, Stainless Steel, Socket Weld Connection, Stainless Steel Ball & Stem, 3000 WOG
Carbon & Stainless Steel | T-CS-2002N-SS-DUE | 100-991 | 1/4" | - | 5 Piece, Double Union End, Full Port, Carbon Steel, Threaded Connection, Stainless Steel Ball & Stem, 3000 WOG
Carbon & Stainless Steel | T-CS-2002N-SS-DUE | 100-992 | 3/8" | 161.5215 | 5 Piece, Double Union End, Full Port, Carbon Steel, Threaded Connection, Stainless Steel Ball & Stem, 3000 WOG
Carbon & Stainless Steel | T-CS-2002N-SS-DUE | 100-993 | 1/2" | 161.5215 | 5 Piece, Double Union End, Full Port, Carbon Steel, Threaded Connection, Stainless Steel Ball & Stem, 3000 WOG
Carbon & Stainless Steel | T-CS-2002N-SS-DUE | 100-994 | 3/4" | 204.5715 | 5 Piece, Double Union End, Full Port, Carbon Steel, Threaded Connection, Stainless Steel Ball & Stem, 3000 WOG
Carbon & Stainless Steel | T-CS-2002N-SS-DUE | 100-995 | 1" | 256.8195 | 5 Piece, Double Union End, Full Port, Carbon Steel, Threaded Connection, Stainless Steel Ball & Stem, 3000 WOG
Carbon & Stainless Steel | T-CS-2002N-SS-DUE | 100-996 | 1-1/4" | 388.9305 | 5 Piece, Double Union End, Full Port, Carbon Steel, Threaded Connection, Stainless Steel Ball & Stem, 3000 WOG
Carbon & Stainless Steel | T-CS-2002N-SS-DUE | 100-997 | 1-1/2" | 506.0055 | 5 Piece, Double Union End, Full Port, Carbon Steel, Threaded Connection, Stainless Steel Ball & Stem, 3000 WOG
Carbon & Stainless Steel | T-CS-2002N-SS-DUE | 100-998 | 2" | 700.1505 | 5 Piece, Double Union End, Full Port, Carbon Steel, Threaded Connection, Stainless Steel Ball & Stem, 3000 WOG
Carbon & Stainless Steel | S-CS-2002N-SS-DUE | 101-991 | 1/4" | - | 5 Piece, Double Union End, Full Port, Carbon Steel, Socket Weld Connection, Stainless Steel Ball & Stem, 3000 WOG
Carbon & Stainless Steel | S-CS-2002N-SS-DUE | 101-992 | 3/8" | 161.5215 | 5 Piece, Double Union End, Full Port, Carbon Steel, Socket Weld Connection, Stainless Steel Ball & Stem, 3000 WOG
Carbon & Stainless Steel | S-CS-2002N-SS-DUE | 101-993 | 1/2" | 161.5215 | 5 Piece, Double Union End, Full Port, Carbon Steel, Socket Weld Connection, Stainless Steel Ball & Stem, 3000 WOG
Carbon & Stainless Steel | S-CS-2002N-SS-DUE | 101-994 | 3/4" | 204.5715 | 5 Piece, Double Union End, Full Port, Carbon Steel, Socket Weld Connection, Stainless Steel Ball & Stem, 3000 WOG
Carbon & Stainless Steel | S-CS-2002N-SS-DUE | 101-995 | 1" | 256.8195 | 5 Piece, Double Union End, Full Port, Carbon Steel, Socket Weld Connection, Stainless Steel Ball & Stem, 3000 WOG
Carbon & Stainless Steel | S-CS-2002N-SS-DUE | 101-996 | 1-1/4" | 388.9305 | 5 Piece, Double Union End, Full Port, Carbon Steel, Socket Weld Connection, Stainless Steel Ball & Stem, 3000 WOG
Carbon & Stainless Steel | S-CS-2002N-SS-DUE | 101-997 | 1-1/2" | 506.0055 | 5 Piece, Double Union End, Full Port, Carbon Steel, Socket Weld Connection, Stainless Steel Ball & Stem, 3000 WOG
Carbon & Stainless Steel | S-CS-2002N-SS-DUE | 101-998 | 2" | 700.1505 | 5 Piece, Double Union End, Full Port, Carbon Steel, Socket Weld Connection, Stainless Steel Ball & Stem, 3000 WOG
Carbon & Stainless Steel | T-CS-4000 | 100-941 | 1/4" | - | 3 Piece, Full Port, Carbon Steel, Threaded Connection, Stainless Steel Ball & Stem, 7500 WOG
Carbon & Stainless Steel | T-CS-4000 | 100-942 | 3/8" | 52.0545 | 3 Piece, Full Port, Carbon Steel, Threaded Connection, Stainless Steel Ball & Stem, 7500 WOG
Carbon & Stainless Steel | T-CS-4000 | 100-943 | 1/2" | - | 3 Piece, Full Port, Carbon Steel, Threaded Connection, Stainless Steel Ball & Stem, 7500 WOG
Carbon & Stainless Steel | T-CS-4000 | 100-944 | 3/4" | 103.4062 | 3 Piece, Full Port, Carbon Steel, Threaded Connection, Stainless Steel Ball & Stem, 4550 WOG
Carbon & Stainless Steel | T-CS-4000 | 100-945 | 1" | 131.4322 | 3 Piece, Full Port, Carbon Steel, Threaded Connection, Stainless Steel Ball & Stem, 4550 WOG
Carbon & Stainless Steel | T-CS-4000 | 100-946 | 1-1/4" | 258.8963 | 3 Piece, Full Port, Carbon Steel, Threaded Connection, Stainless Steel Ball & Stem, 4550 WOG
Carbon & Stainless Steel | T-CS-4000 | 100-947 | 1-1/2" | 349.0217 | 3 Piece, Full Port, Carbon Steel, Threaded Connection, Stainless Steel Ball & Stem, 4550 WOG
Carbon & Stainless Steel | T-CS-4000 | 100-948 | 2" | 507.0156 | 3 Piece, Full Port, Carbon Steel, Threaded Connection, Stainless Steel Ball & Stem, 4550 WOG
Carbon & Stainless Steel | FL-SS-100-150 | 600-103 | 1/2” | 249.396 | 2 Piece, Full Port, Stainless Steel, Flanged Connection, Stainless Steel Ball & Stem, Class 150
Carbon & Stainless Steel | FL-SS-100-150 | 600-104 | 3/4” | 288.5715 | 2 Piece, Full Port, Stainless Steel, Flanged Connection, Stainless Steel Ball & Stem, Class 150
Carbon & Stainless Steel | FL-SS-100-150 | 600-105 | 1” | 389.76 | 2 Piece, Full Port, Stainless Steel, Flanged Connection, Stainless Steel Ball & Stem, Class 150
Carbon & Stainless Steel | FL-SS-100-150 | 600-107 | 1-1/2” | 685.503 | 2 Piece, Full Port, Stainless Steel, Flanged Connection, Stainless Steel Ball & Stem, Class 150
Carbon & Stainless Steel | FL-SS-100-150 | 600-108 | 2" | 962.766 | 2 Piece, Full Port, Stainless Steel, Flanged Connection, Stainless Steel Ball & Stem, Class 150
Carbon & Stainless Steel | FL-SS-100-150 | 600-109 | 2-1/2” | 1405.446 | 2 Piece, Full Port, Stainless Steel, Flanged Connection, Stainless Steel Ball & Stem, Class 150
Carbon & Stainless Steel | FL-SS-100-150 | 600-110 | 3" | 2057.58 | 2 Piece, Full Port, Stainless Steel, Flanged Connection, Stainless Steel Ball & Stem, Class 150
Carbon & Stainless Steel | FL-SS-100-150 | 600-111 | 4" | 3404.1 | 2 Piece, Full Port, Stainless Steel, Flanged Connection, Stainless Steel Ball & Stem, Class 150
Carbon & Stainless Steel | FL-SS-100-150 | 600-112 | 6" | 10105.095 | 2 Piece, Full Port, Stainless Steel, Flanged Connection, Stainless Steel Ball & Stem, Class 150
Carbon & Stainless Steel | FL-SS-100-150 | 600-113 | 8" | 17261.0445 | 2 Piece, Full Port, Stainless Steel, Flanged Connection, Stainless Steel Ball & Stem, Class 150
Carbon & Stainless Steel | FL-SS-100-150 | 600-114 | 10" | 30178.5855 | 2 Piece, Full Port, Stainless Steel, Flanged Connection, Stainless Steel Ball & Stem, Class 150
Carbon & Stainless Steel | FL-SS-100-150 | 600-115 | 12" | 46789.4805 | 2 Piece, Full Port, Stainless Steel, Flanged Connection, Stainless Steel Ball & Stem, Class 150
Carbon & Stainless Steel | FL-SS-100-300 | 600-128 | 2" | 1304.499 | 2 Piece, Full Port, Stainless Steel, Flanged Connection, Stainless Steel Ball & Stem, Class 300
Carbon & Stainless Steel | FL-SS-100-300 | 600-130 | 3" | 2344.062 | 2 Piece, Full Port, Stainless Steel, Flanged Connection, Stainless Steel Ball & Stem, Class 300
Carbon & Stainless Steel | FL-SS-100-300 | 600-131 | 4" | 4703.7585 | 2 Piece, Full Port, Stainless Steel, Flanged Connection, Stainless Steel Ball & Stem, Class 300
Carbon & Stainless Steel | FL-SS-100-300 | 600-132 | 6" | 11879.742 | 2 Piece, Full Port, Stainless Steel, Flanged Connection, Stainless Steel Ball & Stem, Class 300
Carbon & Stainless Steel | FL-SS-100-300 | 600-133 | 8" | 18059.0445 | 2 Piece, Full Port, Stainless Steel, Flanged Connection, Stainless Steel Ball & Stem, Class 300
Carbon & Stainless Steel | FL-CS-100-150 | 600-203 | 1/2” | 194.4495 | 2 Piece, Full Port, Carbon Steel, Flanged Connection, Stainless Steel Ball & Stem, Class 150
Carbon & Stainless Steel | FL-CS-100-150 | 600-204 | 3/4” | 217.77 | 2 Piece, Full Port, Carbon Steel, Flanged Connection, Stainless Steel Ball & Stem, Class 150
Carbon & Stainless Steel | FL-CS-100-150 | 600-205 | 1” | 278.187 | 2 Piece, Full Port, Carbon Steel, Flanged Connection, Stainless Steel Ball & Stem, Class 150
Carbon & Stainless Steel | FL-CS-100-150 | 600-207 | 1-1/2” | 454.0515 | 2 Piece, Full Port, Carbon Steel, Flanged Connection, Stainless Steel Ball & Stem, Class 150
Carbon & Stainless Steel | FL-CS-100-150 | 600-208 | 2" | 596.043 | 2 Piece, Full Port, Carbon Steel, Flanged Connection, Stainless Steel Ball & Stem, Class 150
Carbon & Stainless Steel | FL-CS-100-150 | 600-209 | 2-1/2” | 845.607 | 2 Piece, Full Port, Carbon Steel, Flanged Connection, Stainless Steel Ball & Stem, Class 150
Carbon & Stainless Steel | FL-CS-100-150 | 600-210 | 3" | 1282.26 | 2 Piece, Full Port, Carbon Steel, Flanged Connection, Stainless Steel Ball & Stem, Class 150
Carbon & Stainless Steel | FL-CS-100-150 | 600-211 | 4" | 1953.21 | 2 Piece, Full Port, Carbon Steel, Flanged Connection, Stainless Steel Ball & Stem, Class 150
Carbon & Stainless Steel | FL-CS-100-150 | 600-212 | 6" | 4018.9065 | 2 Piece, Full Port, Carbon Steel, Flanged Connection, Stainless Steel Ball & Stem, Class 150
Carbon & Stainless Steel | FL-CS-100-150 | 600-213 | 8" | 8506.827 | 2 Piece, Full Port, Carbon Steel, Flanged Connection, Stainless Steel Ball & Stem, Class 150
Carbon & Stainless Steel | FL-CS-100-150 | 600-214 | 10" | 17267.25 | 2 Piece, Full Port, Carbon Steel, Flanged Connection, Stainless Steel Ball & Stem, Class 150
Carbon & Stainless Steel | FL-CS-100-150 | 600-215 | 12" | 26766.7575 | 2 Piece, Full Port, Carbon Steel, Flanged Connection, Stainless Steel Ball & Stem, Class 150
Carbon & Stainless Steel | FL-CS-100-300 | 600-228 | 2" | 785.6205 | 2 Piece, Full Port, Carbon Steel, Flanged Connection, Stainless Steel Ball & Stem, Class 300
Carbon & Stainless Steel | FL-CS-100-300 | 600-230 | 3" | 1613.1255 | 2 Piece, Full Port, Carbon Steel, Flanged Connection, Stainless Steel Ball & Stem, Class 300
Carbon & Stainless Steel | FL-CS-100-300 | 600-231 | 4" | 2675.9985 | 2 Piece, Full Port, Carbon Steel, Flanged Connection, Stainless Steel Ball & Stem, Class 300
Carbon & Stainless Steel | FL-CS-100-300 | 600-232 | 6" | 4793.2185 | 2 Piece, Full Port, Carbon Steel, Flanged Connection, Stainless Steel Ball & Stem, Class 300
Carbon & Stainless Steel | FL-CS-100-300 | 600-233 | 8" | 9499.8435 | 2 Piece, Full Port, Carbon Steel, Flanged Connection, Stainless Steel Ball & Stem, Class 300
Carbon & Stainless Steel | Carbon Steel, Type A | 500-166-A | 1-1/4" | 230.4967 | Square Mating Flange, Carbon Steel, Parkerized, Flange x NPT, with O-ring & Mounting Bolts
Carbon & Stainless Steel | Carbon Steel, Type A | 500-176-A | 1-1/4" | 230.5016 | Square Mating Flange, Carbon Steel, Parkerized, Flange x Socket Weld, with O-ring & Mounting Bolts
Carbon & Stainless Steel | Carbon Steel, Type A | 500-168-A | 2" | 220.8119 | Square Mating Flange, Carbon Steel, Parkerized, Flange x NPT, with O-ring & Mounting Bolts
Carbon & Stainless Steel | Carbon Steel, Type A | 500-178-A | 2" | 220.8167 | Square Mating Flange, Carbon Steel, Parkerized, Flange x Socket Weld, with O-ring & Mounting Bolts
Carbon & Stainless Steel | Carbon Steel, Type B | 500-166-B | 1-1/4" | 218.875 | Square Mating Flange, Carbon Steel, Parkerized, Flange x NPT, without O-ring & Mounting Bolts
Carbon & Stainless Steel | Carbon Steel, Type B | 500-176-B | 1-1/4" | 218.8797 | Square Mating Flange, Carbon Steel, Parkerized, Flange x Socket Weld, without O-ring & Mounting Bolts
Carbon & Stainless Steel | Carbon Steel, Type B | 500-168-B | 2" | 211.1272 | Square Mating Flange, Carbon Steel, Parkerized, Flange x NPT, without O-ring & Mounting Bolts
Carbon & Stainless Steel | Carbon Steel, Type B | 500-178-B | 2" | 211.1317 | Square Mating Flange, Carbon Steel, Parkerized, Flange x Socket Weld, without O-ring & Mounting Bolts
Carbon & Stainless Steel | Stainless Steel, Type A | 500-186-A | 1-1/4" | 275.9953 | Square Mating Flange, Stainless Steel, Flange x NPT, with O-ring & Mounting Bolts
Carbon & Stainless Steel | Stainless Steel, Type A | 500-196-A | 1-1/4" | 275.9953 | Square Mating Flange, Stainless Steel, Flange x Socket Weld, with O-ring & Mounting Bolts
Carbon & Stainless Steel | Stainless Steel, Type A | 500-188-A | 2" | 264.3989 | Square Mating Flange, Stainless Steel, Flange x NPT, with O-ring & Mounting Bolts
Carbon & Stainless Steel | Stainless Steel, Type A | 500-198-A | 2" | 264.3989 | Square Mating Flange, Stainless Steel, Flange x Socket Weld, with O-ring & Mounting Bolts
Carbon & Stainless Steel | Stainless Steel, Type B | 500-186-B | 1-1/4" | 262.0796 | Square Mating Flange, Stainless Steel, Flange x NPT, without O-ring & Mounting Bolts
Carbon & Stainless Steel | Stainless Steel, Type B | 500-196-B | 1-1/4" | 262.0796 | Square Mating Flange, Stainless Steel, Flange x Socket Weld, without O-ring & Mounting Bolts
Carbon & Stainless Steel | Stainless Steel, Type B | 500-188-B | 2" | 252.8025 | Square Mating Flange, Stainless Steel, Flange x NPT, without O-ring & Mounting Bolts
Carbon & Stainless Steel | Stainless Steel, Type B | 500-198-B | 2" | 252.8025 | Square Mating Flange, Stainless Steel, Flange x Socket Weld, without O-ring & Mounting Bolts
Cast Iron Valves | F-351 | 103-525 | 2-1/2" | 518.9163 | Gate Valve, Non-Rising Stem, Cast Iron, Flanged Connection, Class 125
Cast Iron Valves | F-351 | 103-503 | 3" | 582.0927 | Gate Valve, Non-Rising Stem, Cast Iron, Flanged Connection, Class 125
Cast Iron Valves | F-351 | 103-504 | 4" | 921.1263 | Gate Valve, Non-Rising Stem, Cast Iron, Flanged Connection, Class 125
Cast Iron Valves | F-351 | 103-506 | 6" | 1737.5363 | Gate Valve, Non-Rising Stem, Cast Iron, Flanged Connection, Class 125
Cast Iron Valves | F-351 | 103-508 | 8" | 2664.6794 | Gate Valve, Non-Rising Stem, Cast Iron, Flanged Connection, Class 125
Cast Iron Valves | F-361 | 103-625 | 2-1/2" | 579.1061 | Gate Valve, OS&Y, Cast Iron, Flanged Connection, Class 125
Cast Iron Valves | F-361 | 103-603 | 3" | 693.9049 | Gate Valve, OS&Y, Cast Iron, Flanged Connection, Class 125
Cast Iron Valves | F-361 | 103-604 | 4" | 1073.7154 | Gate Valve, OS&Y, Cast Iron, Flanged Connection, Class 125
Cast Iron Valves | F-361 | 103-606 | 6" | 1900.2079 | Gate Valve, OS&Y, Cast Iron, Flanged Connection, Class 125
Cast Iron Valves | F-361 | 103-608 | 8" | 2905.3623 | Gate Valve, OS&Y, Cast Iron, Flanged Connection, Class 125
Cast Iron Valves | F-361 | 103-610 | 10" | 4222.4311 | Gate Valve, OS&Y, Cast Iron, Flanged Connection, Class 125
Cast Iron Valves | F-361 | 103-612 | 12" | 5758.6771 | Gate Valve, OS&Y, Cast Iron, Flanged Connection, Class 125
Cast Iron Valves | F-571 | 105-725 | 2-1/2" | 465.5935 | Horizontal Swing Check Valve, Cast Iron, Flanged Connection, Class 125
Cast Iron Valves | F-571 | 105-703 | 3" | 542.6347 | Horizontal Swing Check Valve, Cast Iron, Flanged Connection, Class 125
Cast Iron Valves | F-571 | 105-704 | 4" | 838.0465 | Horizontal Swing Check Valve, Cast Iron, Flanged Connection, Class 125
Cast Iron Valves | F-571 | 105-706 | 6" | 1542.5789 | Horizontal Swing Check Valve, Cast Iron, Flanged Connection, Class 125
Cast Iron Valves | F-571 | 105-708 | 8" | 2547.4935 | Horizontal Swing Check Valve, Cast Iron, Flanged Connection, Class 125
Cast Iron Valves | F-571 | 105-710 | 10" | 4103.8827 | Horizontal Swing Check Valve, Cast Iron, Flanged Connection, Class 125
Cast Iron Valves | F-571 | 105-712 | 12" | 6057.7186 | Horizontal Swing Check Valve, Cast Iron, Flanged Connection, Class 125
Cast Iron Valves | F-651 | 106-625 | 2-1/2" | 316.9175 | Y-Strainer, Cast Iron, Flanged Connection, Class 125
Cast Iron Valves | F-651 | 106-603 | 3" | 396.1496 | Y-Strainer, Cast Iron, Flanged Connection, Class 125
Cast Iron Valves | F-651 | 106-604 | 4" | 554.6138 | Y-Strainer, Cast Iron, Flanged Connection, Class 125
Cast Iron Valves | F-651 | 106-606 | 6" | 1188.4597 | Y-Strainer, Cast Iron, Flanged Connection, Class 125
Cast Iron Valves | F-651 | 106-608 | 8" | 2376.7995 | Y-Strainer, Cast Iron, Flanged Connection, Class 125
Cast Iron Valves | F-651 | 106-610 | 10" | 3327.5193 | Y-Strainer, Cast Iron, Flanged Connection, Class 125
Cast Iron Valves | F-651 | 106-612 | 12" | 4016.8026 | Y-Strainer, Cast Iron, Flanged Connection, Class 125
Cast Iron Valves | F-591 | 105-925 | 2-1/2" | 111.8013 | Wafer Check Valve, Cast Iron, Flanged Connection, Class 125
Cast Iron Valves | F-591 | 105-903 | 3" | 155.9681 | Wafer Check Valve, Cast Iron, Flanged Connection, Class 125
Cast Iron Valves | F-591 | 105-904 | 4" | 212.4192 | Wafer Check Valve, Cast Iron, Flanged Connection, Class 125
Cast Iron Valves | F-591 | 105-906 | 6" | 422.3641 | Wafer Check Valve, Cast Iron, Flanged Connection, Class 125
Cast Iron Valves | F-591 | 105-908 | 8" | 761.692 | Wafer Check Valve, Cast Iron, Flanged Connection, Class 125
Cast Iron Valves | F-591 | 105-910 | 10" | 1195.8608 | Wafer Check Valve, Cast Iron, Flanged Connection, Class 125
Cast Iron Valves | F-591 | 105-912 | 12" | 1850.9181 | Wafer Check Valve, Cast Iron, Flanged Connection, Class 125
Cast Iron Valves | F-592 | 105-525 | 2-1/2" | 178.869 | Wafer Check Valve, Cast Iron, Flanged Connection, NSF Approved, Class 125
Cast Iron Valves | F-592 | 105-503 | 3" | 249.5555 | Wafer Check Valve, Cast Iron, Flanged Connection, NSF Approved, Class 125
Cast Iron Valves | F-592 | 105-504 | 4" | 339.8729 | Wafer Check Valve, Cast Iron, Flanged Connection, NSF Approved, Class 125
Cast Iron Valves | F-592 | 105-506 | 6" | 675.7782 | Wafer Check Valve, Cast Iron, Flanged Connection, NSF Approved, Class 125
Cast Iron Valves | F-592 | 105-508 | 8" | 1218.7072 | Wafer Check Valve, Cast Iron, Flanged Connection, NSF Approved, Class 125
Cast Iron Valves | F-592 | 105-510 | 10" | 1913.3751 | Wafer Check Valve, Cast Iron, Flanged Connection, NSF Approved, Class 125
Cast Iron Valves | F-592 | 105-512 | 12" | 2961.4646 | Wafer Check Valve, Cast Iron, Flanged Connection, NSF Approved, Class 125
Actuation | AE SERIES | AE-180-120-12 | - | 918.3615 | Double Acting, Nema 4X, Manual Override
Actuation | AE SERIES | AE-350 | - | 723.4815 | Double Acting, Nema 4X, Manual Override
Actuation | AE SERIES | AE-700 | - | 900.543 | Double Acting, Nema 4X, Manual Override
Actuation | AE SERIES | AE-880 | - | 1553.412 | Double Acting, Nema 4X, Manual Override
Actuation | AE SERIES | AE-1400 | - | 1867.6875 | Double Acting, Nema 4X, Manual Override
Actuation | AE SERIES | AE-2100 | - | 2108.841 | Double Acting, Nema 4X, Manual Override
Actuation | AE SERIES | AE-3100 | - | 2312.814 | Double Acting, Nema 4X, Manual Override
Actuation | AE SERIES | AE-4400 | - | 2632.2135 | Double Acting, Nema 4X, Manual Override
Actuation | AE SERIES | AE-7000 | - | 3040.1385 | Double Acting, Nema 4X, Manual Override
Actuation | AE SERIES | AE-9700 | - | 3344.7015 | Double Acting, Nema 4X, Manual Override
Actuation | AE SERIES | AE-700M | - | 2379.615 | Double Acting, Nema 4X, Manual Override
Actuation | AE SERIES | AE-880M | - | 3038.8575 | Double Acting, Nema 4X, Manual Override
Actuation | AE SERIES | AE-1400M | - | 3353.112 | Double Acting, Nema 4X, Manual Override
Actuation | AE SERIES | AE-2100M | - | 3594.2865 | Double Acting, Nema 4X, Manual Override
Actuation | AE SERIES | AE-3100M | - | 3798.2385 | Double Acting, Nema 4X, Manual Override
Actuation | AE SERIES | AE-4400M | - | 4117.638 | Double Acting, Nema 4X, Manual Override
Actuation | AE SERIES | AE-7000M | - | 4525.5525 | Double Acting, Nema 4X, Manual Override
Actuation | AE SERIES | AE-9700M | - | 4833.423 | Double Acting, Nema 4X, Manual Override
Actuation | AE SERIES | AE-180-24VDC | - | 1055.943 | 24VDC Electric Actuator, Double Acting, Nema 4X, Manual Override
Actuation | AE SERIES | AE-350-24VDC | - | 988.869 | 24VDC Electric Actuator, Double Acting, Nema 4X, Manual Override
Actuation | AE SERIES | AE-700-24VDC | - | 1249.0275 | 24VDC Electric Actuator, Double Acting, Nema 4X, Manual Override
Actuation | AE SERIES | AE-880-24VDC | - | 1799.49 | 24VDC Electric Actuator, Double Acting, Nema 4X, Manual Override
Actuation | AE SERIES | AE-1400-24VDC | - | 2224.9185 | 24VDC Electric Actuator, Double Acting, Nema 4X, Manual Override
Actuation | AE SERIES | AE-2100-24VDC | - | 2492.469 | 24VDC Electric Actuator, Double Acting, Nema 4X, Manual Override
Actuation | AE SERIES | AE-3100-24VDC | - | 2712.1815 | 24VDC Electric Actuator, Double Acting, Nema 4X, Manual Override
Actuation | AE SERIES | AE-4400-24VDC | - | 3024.063 | 24VDC Electric Actuator, Double Acting, Nema 4X, Manual Override
Actuation | AE SERIES | AE-7000-24VDC | - | 3682.3395 | 24VDC Electric Actuator, Double Acting, Nema 4X, Manual Override
Actuation | AE SERIES | AE-9700-24VDC | - | 4086.159 | 24VDC Electric Actuator, Double Acting, Nema 4X, Manual Override
Actuation | AE SERIES | AE-180-24VAC | - | 1043.2695 | 24VAC Electric Actuator, Double Acting, Nema 4X, Manual Override
Actuation | AE SERIES | AE-700-24VAC | - | 2283.8865 | 24VAC Electric Actuator, Double Acting, Nema 4X, Manual Override
Actuation | AE SERIES | AE-880-24VAC | - | 2834.349 | 24VAC Electric Actuator, Double Acting, Nema 4X, Manual Override
Actuation | AE SERIES | AE-1400-24VAC | - | 2684.8605 | 24VAC Electric Actuator, Double Acting, Nema 4X, Manual Override
Actuation | AE SERIES | AE-2100-24VAC | - | 2950.7625 | 24VAC Electric Actuator, Double Acting, Nema 4X, Manual Override
Actuation | AE SERIES | AE-3100-24VAC | - | 3172.113 | 24VAC Electric Actuator, Double Acting, Nema 4X, Manual Override
Actuation | AE SERIES | AE-4400-24VAC | - | 3484.005 | 24VAC Electric Actuator, Double Acting, Nema 4X, Manual Override
Actuation | AE SERIES | AE-7000-24VAC | - | 4142.292 | 24VAC Electric Actuator, Double Acting, Nema 4X, Manual Override
Actuation | AE SERIES | AE-9700-24VAC | - | 4546.1535 | 24VAC Electric Actuator, Double Acting, Nema 4X, Manual Override
Actuation | JV SERIES | JV-50-DA | - | 365.3895 | Double Acting Rotary Pneumatic Actuator
Actuation | JV SERIES | JV-60-DA | - | 444.444 | Double Acting Rotary Pneumatic Actuator
Actuation | JV SERIES | JV-70-DA | - | 581.742 | Double Acting Rotary Pneumatic Actuator
Actuation | JV SERIES | JV-80-DA | - | 615.867 | Double Acting Rotary Pneumatic Actuator
Actuation | JV SERIES | JV-90-DA | - | 736.932 | Double Acting Rotary Pneumatic Actuator
Actuation | JV SERIES | JV-100-DA | - | 787.836 | Double Acting Rotary Pneumatic Actuator
Actuation | JV SERIES | JV-120-DA | - | 934.6995 | Double Acting Rotary Pneumatic Actuator
Actuation | JV SERIES | JV-140-DA | - | 1234.0125 | Double Acting Rotary Pneumatic Actuator
Actuation | JV SERIES | JV-160-DA | - | 1928.1885 | Double Acting Rotary Pneumatic Actuator
Actuation | JV SERIES | JV-190-DA | - | 2402.442 | Double Acting Rotary Pneumatic Actuator
Actuation | JV SERIES | JV-200-DA | - | 3228.5295 | Double Acting Rotary Pneumatic Actuator
Actuation | JV SERIES | JV-240-DA | - | 4330.158 | Double Acting Rotary Pneumatic Actuator
Actuation | JV SERIES | JV-270-DA | - | 5960.5245 | Double Acting Rotary Pneumatic Actuator
Actuation | JV SERIES | JV-300-DA | - | 6688.4265 | Double Acting Rotary Pneumatic Actuator
Actuation | JV SERIES | JV-350-DA | - | - | Double Acting Rotary Pneumatic Actuator
Actuation | JV SERIES | JV-50-SR | - | 412.0725 | Spring Return Pneumatic Actuator
Actuation | JV SERIES | JV-60-SR | - | 525.2415 | Spring Return Pneumatic Actuator
Actuation | JV SERIES | JV-70-SR | - | 596.6625 | Spring Return Pneumatic Actuator
Actuation | JV SERIES | JV-80-SR | - | 666.6345 | Spring Return Pneumatic Actuator
Actuation | JV SERIES | JV-90-SR | - | 824.145 | Spring Return Pneumatic Actuator
Actuation | JV SERIES | JV-100-SR | - | 945.336 | Spring Return Pneumatic Actuator
Actuation | JV SERIES | JV-120-SR | - | 1113.987 | Spring Return Pneumatic Actuator
Actuation | JV SERIES | JV-140-SR | - | 1670.2035 | Spring Return Pneumatic Actuator
Actuation | JV SERIES | JV-160-SR | - | 2305.8315 | Spring Return Pneumatic Actuator
Actuation | JV SERIES | JV-190-SR | - | 3159.513 | Spring Return Pneumatic Actuator
Actuation | JV SERIES | JV-200-SR | - | 3460.8735 | Spring Return Pneumatic Actuator
Actuation | JV SERIES | JV-240-SR | - | 6085.653 | Spring Return Pneumatic Actuator
Actuation | JV SERIES | JV-270-SR | - | 6357.897 | Spring Return Pneumatic Actuator
Actuation | JV SERIES | JV-300-SR | - | 8063.664 | Spring Return Pneumatic Actuator
Actuation | JV SERIES | JV-350-SR | - | - | Spring Return Pneumatic Actuator
Actuation | ASV SERIES | ASV-120 | - | 167.7375 | Four Way Solenoid Valve
Actuation | ASV SERIES | ASV-120XP | - | 707.5635 | 120VAC Solenoid Valve, Namur Exp. Proof, 120VAC
Actuation | ASV COIL | ASC-24VDC Coil | - |  | 24VDC Coil Only
Actuation | ASV COIL | ASC-24VAC Coil | - |  | 24VAC Coil Only
Actuation | ASV COIL | ASC-240VAC Coil | - |  | 240VAC Coil Only
Actuation | ASV ACCESSORIES | ASCM-28 | - | 18.0075 | 1/4” Speed Control
Actuation | ASV ACCESSORIES | ABV-28 | - | - | 1/4” Breather Vent
Actuation | ASM SERIES | ASM-200 | - | 164.7135 | Limit Switch, 2 SPDT
Actuation | ASM SERIES | ASM-400 | - | 231.4095 | Limit Switch, 4 SPDT
Actuation | ASM SERIES | ASP-210 | - | - | Limit Switch, 2 Proximity
Actuation | ASM SERIES | ASMX-200 | - | 331.464 | Explosion Proof, Eexd IIB T6
Actuation | ASM SERIES | ASPX-210 | - | - | Explosion Proof, Eexd IIB T6
Actuation | AEP SERIES | AEP-100 | - | 2562.525 | Electro-Pneumatic
Actuation | APP SERIES | APP-200 | - | 1451.226 | Pneumatic
Actuation | A1B SERIES | A1B-A1C11 | 1/4" - 1/2" | 97.503 | ISO Mounting Pad for T-100 Series Ball Valves
Actuation | A1B SERIES | A2B-A2C11 | 3/4" | 97.503 | ISO Mounting Pad for T-100 Series Ball Valves
Actuation | A1B SERIES | A3B-A3C11 | 1" - 1-1/4" | 97.503 | ISO Mounting Pad for T-100 Series Ball Valves
Actuation | A1B SERIES | A4B-A4C14 | 1-1/2" - 2" | 97.503 | ISO Mounting Pad for T-100 Series Ball Valves
Actuation | A1B SERIES | FABRICATED | 2-1/2" - 4" | CALL | ISO Mounting Pad for T-100 Series Ball Valves
Actuation | AGS-GSV | AGS-GSV12 | 1/2" |  | Direct Acting, Normally Closed, 2-way, LP/Natural Gas Solenoid Valve, UL Approved, 0-5PSI, 120VAC
Actuation | AGS-GSV | AGS-GSV34 | 3/4" |  | Direct Acting, Normally Closed, 2-way, LP/Natural Gas Solenoid Valve, UL Approved, 0-5PSI, 120VAC
Actuation | AGS-GSV | AGS-GSV1 | 1" |  | Direct Acting, Normally Closed, 2-way, LP/Natural Gas Solenoid Valve, UL Approved, 0-5PSI, 120VAC
Actuation | AGS-GSV | AGS-GSV114 | 1-1/4" |  | Direct Acting, Normally Closed, 2-way, LP/Natural Gas Solenoid Valve, UL Approved, 0-5PSI, 120VAC
Actuation | AGS-GSV | AGS-GSV112 | 1-1/2" |  | Direct Acting, Normally Closed, 2-way, LP/Natural Gas Solenoid Valve, UL Approved, 0-5PSI, 120VAC
Actuation | AGS-GSV | AGS-GSV2 | 2" |  | Direct Acting, Normally Closed, 2-way, LP/Natural Gas Solenoid Valve, UL Approved, 0-5PSI, 120VAC
Actuation | AGS-GSV | AGS-GSV212 | 2-1/2" |  | Direct Acting, Normally Closed, 2-way, LP/Natural Gas Solenoid Valve, UL Approved, 0-5PSI, 120VAC
Actuation | AGS-GSV | AGS-GSV3 | 3" |  | Direct Acting, Normally Closed, 2-way, LP/Natural Gas Solenoid Valve, UL Approved, 0-5PSI, 120VAC
Actuation | SOLVLV | SOLVLV12 | 1/2" |  | Normally Closed, 2-way, Lead Free Brass Solenoid Valve, NSF 61 Approved, 2-230PSI, 120VAC
Actuation | SOLVLV | SOLVLV34 | 3/4" |  | Normally Closed, 2-way, Lead Free Brass Solenoid Valve, NSF 61 Approved, 2-230PSI, 120VAC
Actuation | SOLVLV | SOLVLV1 | 1" |  | Normally Closed, 2-way, Lead Free Brass Solenoid Valve, NSF 61 Approved, 2-230PSI, 120VAC
Actuation | SOLVLV | SOLVLV114 | 1-1/4" |  | Normally Closed, 2-way, Lead Free Brass Solenoid Valve, NSF 61 Approved, 2-230PSI, 120VAC
Actuation | SOLVLV | SOLVLV112 | 1-1/2" |  | Normally Closed, 2-way, Lead Free Brass Solenoid Valve, NSF 61 Approved, 2-230PSI, 120VAC
Actuation | SOLVLV | SOLVLV2 | 2" |  | Normally Closed, 2-way, Lead Free Brass Solenoid Valve, NSF 61 Approved, 2-230PSI, 120VAC
Actuation | SOLVLVNO | SOLVLVNO12 | 1/2" |  | Normally Open, 2-way, Lead Free Brass Solenoid Valve, NSF 61 Approved, 2-230 PSI, 120VAC or 24VAC/VDC
Actuation | SOLVLVNO | SOLVLVNO34 | 3/4" |  | Normally Open, 2-way, Lead Free Brass Solenoid Valve, NSF 61 Approved, 2-230 PSI, 120VAC or 24VAC/VDC
Actuation | SOLVLVNO | SOLVLVNO1 | 1" |  | Normally Open, 2-way, Lead Free Brass Solenoid Valve, NSF 61 Approved, 2-230 PSI, 120VAC or 24VAC/VDC
Actuation | SOLVLVNO | SOLVLVNO114 | 1-1/4" |  | Normally Open, 2-way, Lead Free Brass Solenoid Valve, NSF 61 Approved, 2-230 PSI, 120VAC or 24VAC/VDC
Actuation | SOLVLVNO | SOLVLVNO112 | 1-1/2" |  | Normally Open, 2-way, Lead Free Brass Solenoid Valve, NSF 61 Approved, 2-230 PSI, 120VAC or 24VAC/VDC
Actuation | SOLVLVNO | SOLVLVNO2 | 2" |  | Normally Open, 2-way, Lead Free Brass Solenoid Valve, NSF 61 Approved, 2-230 PSI, 120VAC or 24VAC/VDC
Actuation | SOLVLVGP-120 | SOLVLVGP12 | 1/2" |  | Normally Closed, 2-way, Brass Solenoid Valve, 2-230PSI, 120VAC
Actuation | SOLVLVGP-120 | SOLVLVGP34 | 3/4" |  | Normally Closed, 2-way, Brass Solenoid Valve, 2-230PSI, 120VAC
Actuation | SOLVLVGP-120 | SOLVLVGP1 | 1" |  | Normally Closed, 2-way, Brass Solenoid Valve, 2-230PSI, 120VAC
Actuation | SOLVLVGP-120 | SOLVLVGP114 | 1-1/4" |  | Normally Closed, 2-way, Brass Solenoid Valve, 2-230PSI, 120VAC
Actuation | SOLVLVGP-120 | SOLVLVGP112 | 1-1/2" |  | Normally Closed, 2-way, Brass Solenoid Valve, 2-230PSI, 120VAC
Actuation | SOLVLVGP-120 | SOLVLVGP2 | 2" |  | Normally Closed, 2-way, Brass Solenoid Valve, 2-230PSI, 120VAC
Actuation | SOLVLVGP-24 | SOLVLVGP12-24V | 1/2" |  | Normally Closed, 2-way, Brass Solenoid Valve, 2-230PSI, 24VAC/VDC
Actuation | SOLVLVGP-24 | SOLVLVGP34-24V | 3/4" |  | Normally Closed, 2-way, Brass Solenoid Valve, 2-230PSI, 24VAC/VDC
Actuation | SOLVLVGP-24 | SOLVLVGP1-24V | 1" |  | Normally Closed, 2-way, Brass Solenoid Valve, 2-230PSI, 24VAC/VDC
Actuation | SOLVLVGP-24 | SOLVLVGP114-24V | 1-1/4" |  | Normally Closed, 2-way, Brass Solenoid Valve, 2-230PSI, 24VAC/VDC
Actuation | SOLVLVGP-24 | SOLVLVGP112-24V | 1-1/2" |  | Normally Closed, 2-way, Brass Solenoid Valve, 2-230PSI, 24VAC/VDC
Actuation | SOLVLVGP-24 | SOLVLVGP2-24V | 2" |  | Normally Closed, 2-way, Brass Solenoid Valve, 2-230PSI, 24VAC/VDC
Actuation | SOLVLVNOGP-120 | SOLVLVNOGP12 | 1/2" |  | Normally Open, 2-way, Brass Solenoid Valve, 2-230 PSI, 120VAC
Actuation | SOLVLVNOGP-120 | SOLVLVNOGP34 | 3/4" |  | Normally Open, 2-way, Brass Solenoid Valve, 2-230 PSI, 120VAC
Actuation | SOLVLVNOGP-120 | SOLVLVNOGP1 | 1" |  | Normally Open, 2-way, Brass Solenoid Valve, 2-230 PSI, 120VAC
Actuation | SOLVLVNOGP-120 | SOLVLVNOGP114 | 1-1/4" |  | Normally Open, 2-way, Brass Solenoid Valve, 2-230 PSI, 120VAC
Actuation | SOLVLVNOGP-120 | SOLVLVNOGP112 | 1-1/2" |  | Normally Open, 2-way, Brass Solenoid Valve, 2-230 PSI, 120VAC
Actuation | SOLVLVNOGP-120 | SOLVLVNOGP2 | 2" |  | Normally Open, 2-way, Brass Solenoid Valve, 2-230 PSI, 120VAC
Actuation | SOLVLVNOGP-24 | SOLVLVNOGP12-24V | 1/2" |  | Normally Open, 2-way, Brass Solenoid Valve, 2-150 PSI, 24VAC/VDC
Actuation | SOLVLVNOGP-24 | SOLVLVNOGP34-24V | 3/4" |  | Normally Open, 2-way, Brass Solenoid Valve, 2-150 PSI, 24VAC/VDC
Actuation | SOLVLVNOGP-24 | SOLVLVNOGP1-24V | 1" |  | Normally Open, 2-way, Brass Solenoid Valve, 2-150 PSI, 24VAC/VDC
Actuation | SOLVLVNOGP-24 | SOLVLVNOGP114-24V | 1-1/4" |  | Normally Open, 2-way, Brass Solenoid Valve, 2-150 PSI, 24VAC/VDC
Actuation | SOLVLVNOGP-24 | SOLVLVNOGP112-24V | 1-1/2" |  | Normally Open, 2-way, Brass Solenoid Valve, 2-150 PSI, 24VAC/VDC
Actuation | SOLVLVNOGP-24 | SOLVLVNOGP2-24V | 2" |  | Normally Open, 2-way, Brass Solenoid Valve, 2-150 PSI, 24VAC/VDC
Direct Mount Valves | A101 | A101-12 | 1/2" | 51.9855 | 2 Piece, Full Port, Lead Free Brass, Threaded Connection, Stainless Steel Ball & Stem, ISO Mounting Pad, 600 WOG
Direct Mount Valves | A101 | A101-34 | 3/4" | 62.5065 | 2 Piece, Full Port, Lead Free Brass, Threaded Connection, Stainless Steel Ball & Stem, ISO Mounting Pad, 600 WOG
Direct Mount Valves | A101 | A101-1 | 1" | 98.721 | 2 Piece, Full Port, Lead Free Brass, Threaded Connection, Stainless Steel Ball & Stem, ISO Mounting Pad, 600 WOG
Direct Mount Valves | A101 | A101-114 | 1-1/4" | 125.79 | 2 Piece, Full Port, Lead Free Brass, Threaded Connection, Stainless Steel Ball & Stem, ISO Mounting Pad, 600 WOG
Direct Mount Valves | A101 | A101-112 | 1-1/2" | 166.3305 | 2 Piece, Full Port, Lead Free Brass, Threaded Connection, Stainless Steel Ball & Stem, ISO Mounting Pad, 600 WOG
Direct Mount Valves | A101 | A101-2 | 2" | 222.411 | 2 Piece, Full Port, Lead Free Brass, Threaded Connection, Stainless Steel Ball & Stem, ISO Mounting Pad, 600 WOG
Direct Mount Valves | A751T | A751T-14 | 1/4” | 105.084 | 3-Way, T-Port, Standard Port, Brass, Threaded Connection, ISO Mounting Pad, 400 WOG
Direct Mount Valves | A751T | A751T-38 | 3/8” | 119.196 | 3-Way, T-Port, Standard Port, Brass, Threaded Connection, ISO Mounting Pad, 400 WOG
Direct Mount Valves | A751T | A751T-12 | 1/2” | 141.162 | 3-Way, T-Port, Standard Port, Brass, Threaded Connection, ISO Mounting Pad, 400 WOG
Direct Mount Valves | A751T | A751T-34 | 3/4” | 141.162 | 3-Way, T-Port, Standard Port, Brass, Threaded Connection, ISO Mounting Pad, 400 WOG
Direct Mount Valves | A751T | A751T-1 | 1” | 186.459 | 3-Way, T-Port, Standard Port, Brass, Threaded Connection, ISO Mounting Pad, 400 WOG
Direct Mount Valves | A751T | A751T-114 | 1-1/4” | 259.371 | 3-Way, T-Port, Standard Port, Brass, Threaded Connection, ISO Mounting Pad, 400 WOG
Direct Mount Valves | A751T | A751T-112 | 1-1/2” | 400.7745 | 3-Way, T-Port, Standard Port, Brass, Threaded Connection, ISO Mounting Pad, 400 WOG
Direct Mount Valves | A751T | A751T-2 | 2” | 646.38 | 3-Way, T-Port, Standard Port, Brass, Threaded Connection, ISO Mounting Pad, 400 WOG
Direct Mount Valves | A751T | A751T-212 | 2-1/2” | - | 3-Way, T-Port, Standard Port, Brass, Threaded Connection, ISO Mounting Pad, 400 WOG
Direct Mount Valves | A751T | A751T-3 | 3” | - | 3-Way, T-Port, Standard Port, Brass, Threaded Connection, ISO Mounting Pad, 400 WOG
Direct Mount Valves | A751L | A751L-14 | 1/4” | 105.084 | 3-Way, L-Port, Standard Port, Brass, Threaded Connection, ISO Mounting Pad, 400 WOG
Direct Mount Valves | A751L | A751L-38 | 3/8” | 119.196 | 3-Way, L-Port, Standard Port, Brass, Threaded Connection, ISO Mounting Pad, 400 WOG
Direct Mount Valves | A751L | A751L-12 | 1/2” | 141.162 | 3-Way, L-Port, Standard Port, Brass, Threaded Connection, ISO Mounting Pad, 400 WOG
Direct Mount Valves | A751L | A751L-34 | 3/4” | 141.162 | 3-Way, L-Port, Standard Port, Brass, Threaded Connection, ISO Mounting Pad, 400 WOG
Direct Mount Valves | A751L | A751L-1 | 1” | 186.459 | 3-Way, L-Port, Standard Port, Brass, Threaded Connection, ISO Mounting Pad, 400 WOG
Direct Mount Valves | A751L | A751L-114 | 1-1/4” | 259.371 | 3-Way, L-Port, Standard Port, Brass, Threaded Connection, ISO Mounting Pad, 400 WOG
Direct Mount Valves | A751L | A751L-112 | 1-1/2” | 400.7745 | 3-Way, L-Port, Standard Port, Brass, Threaded Connection, ISO Mounting Pad, 400 WOG
Direct Mount Valves | A751L | A751L-2 | 2” | 646.38 | 3-Way, L-Port, Standard Port, Brass, Threaded Connection, ISO Mounting Pad, 400 WOG
Direct Mount Valves | A751L | A751L-212 | 2-1/2” | - | 3-Way, L-Port, Standard Port, Brass, Threaded Connection, ISO Mounting Pad, 400 WOG
Direct Mount Valves | A751L | A751L-3 | 3” | - | 3-Way, L-Port, Standard Port, Brass, Threaded Connection, ISO Mounting Pad, 400 WOG
Direct Mount Valves | A1001 | A1001-14 | 1/4" | 91.7595 | 2 Piece, Full Port, Stainless Steel, Threaded Connection, ISO Mounting Pad, 1000 WOG
Direct Mount Valves | A1001 | A1001-38 | 3/8" | 91.7595 | 2 Piece, Full Port, Stainless Steel, Threaded Connection, ISO Mounting Pad, 1000 WOG
Direct Mount Valves | A1001 | A1001-12 | 1/2" | 91.7595 | 2 Piece, Full Port, Stainless Steel, Threaded Connection, ISO Mounting Pad, 1000 WOG
Direct Mount Valves | A1001 | A1001-34 | 3/4" | 109.284 | 2 Piece, Full Port, Stainless Steel, Threaded Connection, ISO Mounting Pad, 1000 WOG
Direct Mount Valves | A1001 | A1001-1 | 1" | 149.1315 | 2 Piece, Full Port, Stainless Steel, Threaded Connection, ISO Mounting Pad, 1000 WOG
Direct Mount Valves | A1001 | A1001-114 | 1-1/4" | 197.5785 | 2 Piece, Full Port, Stainless Steel, Threaded Connection, ISO Mounting Pad, 1000 WOG
Direct Mount Valves | A1001 | A1001-112 | 1-1/2" | 278.103 | 2 Piece, Full Port, Stainless Steel, Threaded Connection, ISO Mounting Pad, 1000 WOG
Direct Mount Valves | A1001 | A1001-2 | 2" | 387.3975 | 2 Piece, Full Port, Stainless Steel, Threaded Connection, ISO Mounting Pad, 1000 WOG
Direct Mount Valves | A1000 | A1000-14 | 1/4” | 165.5955 | 3 Piece, 4 Bolt, Full Port, Stainless Steel, Threaded Connection, ISO Mounting Pad, 1000 WOG
Direct Mount Valves | A1000 | A1000-38 | 3/8” | 165.5955 | 3 Piece, 4 Bolt, Full Port, Stainless Steel, Threaded Connection, ISO Mounting Pad, 1000 WOG
Direct Mount Valves | A1000 | A1000-12 | 1/2” | 165.5955 | 3 Piece, 4 Bolt, Full Port, Stainless Steel, Threaded Connection, ISO Mounting Pad, 1000 WOG
Direct Mount Valves | A1000 | A1000-34 | 3/4” | 175.77 | 3 Piece, 4 Bolt, Full Port, Stainless Steel, Threaded Connection, ISO Mounting Pad, 1000 WOG
Direct Mount Valves | A1000 | A1000-1 | 1” | 266.1225 | 3 Piece, 4 Bolt, Full Port, Stainless Steel, Threaded Connection, ISO Mounting Pad, 1000 WOG
Direct Mount Valves | A1000 | A1000-114 | 1-1/4” | 343.98 | 3 Piece, 4 Bolt, Full Port, Stainless Steel, Threaded Connection, ISO Mounting Pad, 1000 WOG
Direct Mount Valves | A1000 | A1000-112 | 1-1/2” | 435.6555 | 3 Piece, 4 Bolt, Full Port, Stainless Steel, Threaded Connection, ISO Mounting Pad, 1000 WOG
Direct Mount Valves | A1000 | A1000-2 | 2” | 705.4215 | 3 Piece, 4 Bolt, Full Port, Stainless Steel, Threaded Connection, ISO Mounting Pad, 1000 WOG
Direct Mount Valves | A1000 | A1000-212 | 2-1/2” | 1280.7585 | 3 Piece, 4 Bolt, Full Port, Stainless Steel, Threaded Connection, ISO Mounting Pad, 1000 WOG
Direct Mount Valves | A1000 | A1000-3 | 3” | 1902.3585 | 3 Piece, 4 Bolt, Full Port, Stainless Steel, Threaded Connection, ISO Mounting Pad, 1000 WOG
Direct Mount Valves | A1000 | A1000-4 | 4” | 2772.9345 | 3 Piece, 4 Bolt, Full Port, Stainless Steel, Threaded Connection, ISO Mounting Pad, 1000 WOG
Direct Mount Valves | A1000-V | A1000-14-V | 1/4" | 230.3385 | 3 Piece, 4 Bolt, Full Port, Stainless Steel, Threaded Connection, ISO Mounting Pad, V-Ball, 1000 WOG
Direct Mount Valves | A1000-V | A1000-38-V | 3/8" | 230.3385 | 3 Piece, 4 Bolt, Full Port, Stainless Steel, Threaded Connection, ISO Mounting Pad, V-Ball, 1000 WOG
Direct Mount Valves | A1000-V | A1000-12-V | 1/2" | 230.3385 | 3 Piece, 4 Bolt, Full Port, Stainless Steel, Threaded Connection, ISO Mounting Pad, V-Ball, 1000 WOG
Direct Mount Valves | A1000-V | A1000-34-V | 3/4" | 250.2675 | 3 Piece, 4 Bolt, Full Port, Stainless Steel, Threaded Connection, ISO Mounting Pad, V-Ball, 1000 WOG
Direct Mount Valves | A1000-V | A1000-1-V | 1" | 360.633 | 3 Piece, 4 Bolt, Full Port, Stainless Steel, Threaded Connection, ISO Mounting Pad, V-Ball, 1000 WOG
Direct Mount Valves | A1000-V | A1000-114-V | 1-1/4" | 532.5495 | 3 Piece, 4 Bolt, Full Port, Stainless Steel, Threaded Connection, ISO Mounting Pad, V-Ball, 1000 WOG
Direct Mount Valves | A1000-V | A1000-112-V | 1-1/2" | 690.8475 | 3 Piece, 4 Bolt, Full Port, Stainless Steel, Threaded Connection, ISO Mounting Pad, V-Ball, 1000 WOG
Direct Mount Valves | A1000-V | A1000-2-V | 2" | 1075.9875 | 3 Piece, 4 Bolt, Full Port, Stainless Steel, Threaded Connection, ISO Mounting Pad, V-Ball, 1000 WOG
Direct Mount Valves | A1000-V | A1000-212-V | 2-1/2" | 1906.443 | 3 Piece, 4 Bolt, Full Port, Stainless Steel, Threaded Connection, ISO Mounting Pad, V-Ball, 1000 WOG
Direct Mount Valves | A1000-V | A1000-3-V | 3" | 2605.722 | 3 Piece, 4 Bolt, Full Port, Stainless Steel, Threaded Connection, ISO Mounting Pad, V-Ball, 1000 WOG
Direct Mount Valves | A1000-V | A1000-4-V | 4" | 3966.417 | 3 Piece, 4 Bolt, Full Port, Stainless Steel, Threaded Connection, ISO Mounting Pad, V-Ball, 1000 WOG
Direct Mount Valves | A2020D | A2020D-12 | 1/2” | 186.018 | 2 Piece, Full Port, Stainless Steel, Flanged Connection, ISO Mounting Pad, Class 150
Direct Mount Valves | A2020D | A2020D-34 | 3/4” | 217.665 | 2 Piece, Full Port, Stainless Steel, Flanged Connection, ISO Mounting Pad, Class 150
Direct Mount Valves | A2020D | A2020D-1 | 1” | 301.8015 | 2 Piece, Full Port, Stainless Steel, Flanged Connection, ISO Mounting Pad, Class 150
Direct Mount Valves | A2020D | A2020D-114 | 1-1/4” | 485.562 | 2 Piece, Full Port, Stainless Steel, Flanged Connection, ISO Mounting Pad, Class 150
Direct Mount Valves | A2020D | A2020D-112 | 1-1/2” | 639.2925 | 2 Piece, Full Port, Stainless Steel, Flanged Connection, ISO Mounting Pad, Class 150
Direct Mount Valves | A2020D | A2020D-2 | 2” | 808.0485 | 2 Piece, Full Port, Stainless Steel, Flanged Connection, ISO Mounting Pad, Class 150
Direct Mount Valves | A2020D | A2020D-212 | 2-1/2” | 1425.543 | 2 Piece, Full Port, Stainless Steel, Flanged Connection, ISO Mounting Pad, Class 150
Direct Mount Valves | A2020D | A2020D-3 | 3” | 1527.939 | 2 Piece, Full Port, Stainless Steel, Flanged Connection, ISO Mounting Pad, Class 150
Direct Mount Valves | A2020D | A2020D-4 | 4” | 2435.5695 | 2 Piece, Full Port, Stainless Steel, Flanged Connection, ISO Mounting Pad, Class 150
Direct Mount Valves | A2020D-V | A2020D-12-V | 1/2" | 272.076 | 2 Piece, Full Port, Stainless Steel, Flanged Connection, ISO Mounting Pad, V-Ball, Class 150
Direct Mount Valves | A2020D-V | A2020D-34-V | 3/4" | 321.0795 | 2 Piece, Full Port, Stainless Steel, Flanged Connection, ISO Mounting Pad, V-Ball, Class 150
Direct Mount Valves | A2020D-V | A2020D-1-V | 1" | 418.278 | 2 Piece, Full Port, Stainless Steel, Flanged Connection, ISO Mounting Pad, V-Ball, Class 150
Direct Mount Valves | A2020D-V | A2020D-114-V | 1-1/4" | 716.3415 | 2 Piece, Full Port, Stainless Steel, Flanged Connection, ISO Mounting Pad, V-Ball, Class 150
Direct Mount Valves | A2020D-V | A2020D-112-V | 1-1/2" | 951.4785 | 2 Piece, Full Port, Stainless Steel, Flanged Connection, ISO Mounting Pad, V-Ball, Class 150
Direct Mount Valves | A2020D-V | A2020D-2-V | 2" | 1243.7355 | 2 Piece, Full Port, Stainless Steel, Flanged Connection, ISO Mounting Pad, V-Ball, Class 150
Direct Mount Valves | A2020D-V | A2020D-212-V | 2-1/2" | 2162.5275 | 2 Piece, Full Port, Stainless Steel, Flanged Connection, ISO Mounting Pad, V-Ball, Class 150
Direct Mount Valves | A2020D-V | A2020D-3-V | 3" | 2320.332 | 2 Piece, Full Port, Stainless Steel, Flanged Connection, ISO Mounting Pad, V-Ball, Class 150
Direct Mount Valves | A2020D-V | A2020D-4-V | 4" | 3790.185 | 2 Piece, Full Port, Stainless Steel, Flanged Connection, ISO Mounting Pad, V-Ball, Class 150
Direct Mount Valves | A850L | A850L-14 | 1/4" | 311.7765 | 3-Way, L-Port, Full Port, Stainless Steel, Flanged Connection, ISO Mounting Pad, 1000 WOG
Direct Mount Valves | A850L | A850L-38 | 3/8" | 311.7765 | 3-Way, L-Port, Full Port, Stainless Steel, Flanged Connection, ISO Mounting Pad, 1000 WOG
Direct Mount Valves | A850L | A850L-12 | 1/2" | 340.893 | 3-Way, L-Port, Full Port, Stainless Steel, Flanged Connection, ISO Mounting Pad, 1000 WOG
Direct Mount Valves | A850L | A850L-34 | 3/4" | 458.892 | 3-Way, L-Port, Full Port, Stainless Steel, Flanged Connection, ISO Mounting Pad, 1000 WOG
Direct Mount Valves | A850L | A850L-1 | 1" | 590.0055 | 3-Way, L-Port, Full Port, Stainless Steel, Flanged Connection, ISO Mounting Pad, 1000 WOG
Direct Mount Valves | A850L | A850L-114 | 1-1/4" | 833.8785 | 3-Way, L-Port, Full Port, Stainless Steel, Flanged Connection, ISO Mounting Pad, 1000 WOG
Direct Mount Valves | A850L | A850L-112 | 1-1/2" | 1114.4595 | 3-Way, L-Port, Full Port, Stainless Steel, Flanged Connection, ISO Mounting Pad, 1000 WOG
Direct Mount Valves | A850L | A850L-2 | 2" | 1876.3185 | 3-Way, L-Port, Full Port, Stainless Steel, Flanged Connection, ISO Mounting Pad, 1000 WOG
Direct Mount Valves | A850T | A850T-14 | 1/4" | 311.7765 | 3-Way, T-Port, Full Port, Stainless Steel, Flanged Connection, ISO Mounting Pad, 1000 WOG
Direct Mount Valves | A850T | A850T-38 | 3/8" | 311.7765 | 3-Way, T-Port, Full Port, Stainless Steel, Flanged Connection, ISO Mounting Pad, 1000 WOG
Direct Mount Valves | A850T | A850T-12 | 1/2" | 340.893 | 3-Way, T-Port, Full Port, Stainless Steel, Flanged Connection, ISO Mounting Pad, 1000 WOG
Direct Mount Valves | A850T | A850T-34 | 3/4" | 458.892 | 3-Way, T-Port, Full Port, Stainless Steel, Flanged Connection, ISO Mounting Pad, 1000 WOG
Direct Mount Valves | A850T | A850T-1 | 1" | 590.0055 | 3-Way, T-Port, Full Port, Stainless Steel, Flanged Connection, ISO Mounting Pad, 1000 WOG
Direct Mount Valves | A850T | A850T-114 | 1-1/4" | 833.8785 | 3-Way, T-Port, Full Port, Stainless Steel, Flanged Connection, ISO Mounting Pad, 1000 WOG
Direct Mount Valves | A850T | A850T-112 | 1-1/2" | 1114.4595 | 3-Way, T-Port, Full Port, Stainless Steel, Flanged Connection, ISO Mounting Pad, 1000 WOG
Direct Mount Valves | A850T | A850T-2 | 2" | 1876.3185 | 3-Way, T-Port, Full Port, Stainless Steel, Flanged Connection, ISO Mounting Pad, 1000 WOG
Direct Mount Valves | A766L | A766L-12 | 1/2” | 897.5715 | 3-Way, L-Port, Full Port, Stainless Steel, Flanged Connection, ISO Mounting Pad, Class 150
Direct Mount Valves | A766L | A766L-34 | 3/4” | 1102.6365 | 3-Way, L-Port, Full Port, Stainless Steel, Flanged Connection, ISO Mounting Pad, Class 150
Direct Mount Valves | A766L | A766L-1 | 1” | 1356.621 | 3-Way, L-Port, Full Port, Stainless Steel, Flanged Connection, ISO Mounting Pad, Class 150
Direct Mount Valves | A766L | A766L-112 | 1-1/2” | 2618.322 | 3-Way, L-Port, Full Port, Stainless Steel, Flanged Connection, ISO Mounting Pad, Class 150
Direct Mount Valves | A766L | A766L-2 | 2” | 2453.178 | 3-Way, L-Port, Full Port, Stainless Steel, Flanged Connection, ISO Mounting Pad, Class 150
Direct Mount Valves | A766L | A766L-212 | 2-1/2” | 3835.7235 | 3-Way, L-Port, Full Port, Stainless Steel, Flanged Connection, ISO Mounting Pad, Class 150
Direct Mount Valves | A766L | A766L-3 | 3” | 4869.8475 | 3-Way, L-Port, Full Port, Stainless Steel, Flanged Connection, ISO Mounting Pad, Class 150
Direct Mount Valves | A766L | A766L-4 | 4” | 7925.148 | 3-Way, L-Port, Full Port, Stainless Steel, Flanged Connection, ISO Mounting Pad, Class 150
Direct Mount Valves | A766T | A766T-12 | 1/2” | - | 3-Way, T-Port, Full Port, Stainless Steel, Flanged Connection, ISO Mounting Pad, Class 150
Direct Mount Valves | A766T | A766T-34 | 3/4” | - | 3-Way, T-Port, Full Port, Stainless Steel, Flanged Connection, ISO Mounting Pad, Class 150
Direct Mount Valves | A766T | A766T-1 | 1” | 1356.621 | 3-Way, T-Port, Full Port, Stainless Steel, Flanged Connection, ISO Mounting Pad, Class 150
Direct Mount Valves | A766T | A766T-112 | 1-1/2” | 2618.322 | 3-Way, T-Port, Full Port, Stainless Steel, Flanged Connection, ISO Mounting Pad, Class 150
Direct Mount Valves | A766T | A766T-2 | 2” | 2453.178 | 3-Way, T-Port, Full Port, Stainless Steel, Flanged Connection, ISO Mounting Pad, Class 150
Direct Mount Valves | A766T | A766T-212 | 2-1/2” | 3835.7235 | 3-Way, T-Port, Full Port, Stainless Steel, Flanged Connection, ISO Mounting Pad, Class 150
Direct Mount Valves | A766T | A766T-3 | 3” | 4869.8475 | 3-Way, T-Port, Full Port, Stainless Steel, Flanged Connection, ISO Mounting Pad, Class 150
Direct Mount Valves | A766T | A766T-4 | 4” | 7925.148 | 3-Way, T-Port, Full Port, Stainless Steel, Flanged Connection, ISO Mounting Pad, Class 150
Direct Mount Valves | A101DH | A101-12DH | 1/2" | - | 2-Piece, Full Port, Lead Free Brass, Threaded Connection, Stainless Steel Ball & Stem, Spring Return Handle, 600 WOG
Direct Mount Valves | A101DH | A101-34DH | 3/4" | - | 2-Piece, Full Port, Lead Free Brass, Threaded Connection, Stainless Steel Ball & Stem, Spring Return Handle, 600 WOG
Direct Mount Valves | A101DH | A101-1DH | 1" | - | 2-Piece, Full Port, Lead Free Brass, Threaded Connection, Stainless Steel Ball & Stem, Spring Return Handle, 600 WOG
Direct Mount Valves | A101DH | A101-114DH | 1-1/4" | - | 2-Piece, Full Port, Lead Free Brass, Threaded Connection, Stainless Steel Ball & Stem, Spring Return Handle, 600 WOG
Direct Mount Valves | A101DH | A101-112DH | 1-1/2" | - | 2-Piece, Full Port, Lead Free Brass, Threaded Connection, Stainless Steel Ball & Stem, Spring Return Handle, 600 WOG
Direct Mount Valves | A101DH | A101-2DH | 2" | - | 2-Piece, Full Port, Lead Free Brass, Threaded Connection, Stainless Steel Ball & Stem, Spring Return Handle, 600 WOG
Low Pressure Valves | T-511 | 105-303 | 1/2" | 37.7794 | Y-pattern Swing Check Valve, Bronze, Threaded Connection, Class 150, 300 WOG
Low Pressure Valves | T-511 | 105-304 | 3/4" | 58.3913 | Y-pattern Swing Check Valve, Bronze, Threaded Connection, Class 150, 300 WOG
Low Pressure Valves | T-511 | 105-305 | 1" | 85.4233 | Y-pattern Swing Check Valve, Bronze, Threaded Connection, Class 150, 300 WOG
Low Pressure Valves | T-511 | 105-306 | 1-1/4" | 121.099 | Y-pattern Swing Check Valve, Bronze, Threaded Connection, Class 150, 300 WOG
Low Pressure Valves | T-511 | 105-307 | 1-1/2" | 172.1764 | Y-pattern Swing Check Valve, Bronze, Threaded Connection, Class 150, 300 WOG
Low Pressure Valves | T-511 | 105-308 | 2" | 259.2565 | Y-pattern Swing Check Valve, Bronze, Threaded Connection, Class 150, 300 WOG
Low Pressure Valves | T-511 | 105-309 | 2-1/2" | 581.2425 | Y-pattern Swing Check Valve, Bronze, Threaded Connection, Class 150, 300 WOG
Low Pressure Valves | T-511 | 105-310 | 3" | 772.1342 | Y-pattern Swing Check Valve, Bronze, Threaded Connection, Class 150, 300 WOG
Low Pressure Valves | S-511 | 105-403 | 1/2" | 37.7794 | Y-pattern Swing Check Valve, Bronze, Solder Connection, Class 150, 300 WOG
Low Pressure Valves | S-511 | 105-404 | 3/4" | 58.3913 | Y-pattern Swing Check Valve, Bronze, Solder Connection, Class 150, 300 WOG
Low Pressure Valves | S-511 | 105-405 | 1" | 85.4233 | Y-pattern Swing Check Valve, Bronze, Solder Connection, Class 150, 300 WOG
Low Pressure Valves | S-511 | 105-406 | 1-1/4" | 121.099 | Y-pattern Swing Check Valve, Bronze, Solder Connection, Class 150, 300 WOG
Low Pressure Valves | S-511 | 105-407 | 1-1/2" | 172.1764 | Y-pattern Swing Check Valve, Bronze, Solder Connection, Class 150, 300 WOG
Low Pressure Valves | S-511 | 105-408 | 2" | 259.2565 | Y-pattern Swing Check Valve, Bronze, Solder Connection, Class 150, 300 WOG
Low Pressure Valves | S-511 | 105-409 | 2-1/2" | 581.2425 | Y-pattern Swing Check Valve, Bronze, Solder Connection, Class 150, 300 WOG
Low Pressure Valves | S-511 | 105-410 | 3" | 772.1342 | Y-pattern Swing Check Valve, Bronze, Solder Connection, Class 150, 300 WOG
Low Pressure Valves | T-501 | 105-103 | 1/2" | 20.0015 | Horizontal Swing Check Valve, Brass, Threaded Connection, Class 125, 200 WOG
Low Pressure Valves | T-501 | 105-104 | 3/4" | 25.8766 | Horizontal Swing Check Valve, Brass, Threaded Connection, Class 125, 200 WOG
Low Pressure Valves | T-501 | 105-105 | 1" | 34.8146 | Horizontal Swing Check Valve, Brass, Threaded Connection, Class 125, 200 WOG
Low Pressure Valves | T-501 | 105-106 | 1-1/4" | 56.6037 | Horizontal Swing Check Valve, Brass, Threaded Connection, Class 125, 200 WOG
Low Pressure Valves | T-501 | 105-107 | 1-1/2" | 71.2751 | Horizontal Swing Check Valve, Brass, Threaded Connection, Class 125, 200 WOG
Low Pressure Valves | T-501 | 105-108 | 2" | 117.5347 | Horizontal Swing Check Valve, Brass, Threaded Connection, Class 125, 200 WOG
Low Pressure Valves | T-501 | 105-109 | 2-1/2" | 205.1053 | Horizontal Swing Check Valve, Brass, Threaded Connection, Class 125, 200 WOG
Low Pressure Valves | T-501 | 105-110 | 3" | 292.4252 | Horizontal Swing Check Valve, Brass, Threaded Connection, Class 125, 200 WOG
Low Pressure Valves | T-501 | 105-111 | 4" | 451.0311 | Horizontal Swing Check Valve, Brass, Threaded Connection, Class 125, 200 WOG
Low Pressure Valves | S-501 | 105-203 | 1/2" | 20.1759 | Horizontal Swing Check Valve, Brass, Solder Connection, Class 125, 200 WOG
Low Pressure Valves | S-501 | 105-204 | 3/4" | 26.1273 | Horizontal Swing Check Valve, Brass, Solder Connection, Class 125, 200 WOG
Low Pressure Valves | S-501 | 105-205 | 1" | 35.752 | Horizontal Swing Check Valve, Brass, Solder Connection, Class 125, 200 WOG
Low Pressure Valves | S-501 | 105-206 | 1-1/4" | 56.9852 | Horizontal Swing Check Valve, Brass, Solder Connection, Class 125, 200 WOG
Low Pressure Valves | S-501 | 105-207 | 1-1/2" | 73.2916 | Horizontal Swing Check Valve, Brass, Solder Connection, Class 125, 200 WOG
Low Pressure Valves | S-501 | 105-208 | 2" | 107.91 | Horizontal Swing Check Valve, Brass, Solder Connection, Class 125, 200 WOG
Low Pressure Valves | T-301 | 103-301 | 1/4" | 21.4185 | Gate Valve, Non-rising Stem, Brass, Threaded Connection, 200 WOG
Low Pressure Valves | T-301 | 103-302 | 3/8" | 21.4185 | Gate Valve, Non-rising Stem, Brass, Threaded Connection, 200 WOG
Low Pressure Valves | T-301 | 103-303 | 1/2" | 21.4185 | Gate Valve, Non-rising Stem, Brass, Threaded Connection, 200 WOG
Low Pressure Valves | T-301 | 103-304 | 3/4" | 29.43 | Gate Valve, Non-rising Stem, Brass, Threaded Connection, 200 WOG
Low Pressure Valves | T-301 | 103-305 | 1" | 43.7417 | Gate Valve, Non-rising Stem, Brass, Threaded Connection, 200 WOG
Low Pressure Valves | T-301 | 103-306 | 1-1/4" | 61.5632 | Gate Valve, Non-rising Stem, Brass, Threaded Connection, 200 WOG
Low Pressure Valves | T-301 | 103-307 | 1-1/2" | 84.1807 | Gate Valve, Non-rising Stem, Brass, Threaded Connection, 200 WOG
Low Pressure Valves | T-301 | 103-308 | 2" | 119.2024 | Gate Valve, Non-rising Stem, Brass, Threaded Connection, 200 WOG
Low Pressure Valves | T-301 | 103-309 | 2-1/2" | 234.5135 | Gate Valve, Non-rising Stem, Brass, Threaded Connection, 200 WOG
Low Pressure Valves | T-301 | 103-310 | 3" | 318.7596 | Gate Valve, Non-rising Stem, Brass, Threaded Connection, 200 WOG
Low Pressure Valves | T-301 | 103-311 | 4" | 493.0615 | Gate Valve, Non-rising Stem, Brass, Threaded Connection, 200 WOG
Low Pressure Valves | S-301 | 103-403 | 1/2" | 21.4185 | Gate Valve, Non-rising Stem, Brass, Solder Connection, 200 WOG
Low Pressure Valves | S-301 | 103-404 | 3/4" | 28.885 | Gate Valve, Non-rising Stem, Brass, Solder Connection, 200 WOG
Low Pressure Valves | S-301 | 103-405 | 1" | 42.9242 | Gate Valve, Non-rising Stem, Brass, Solder Connection, 200 WOG
Low Pressure Valves | S-301 | 103-406 | 1-1/4" | 60.4187 | Gate Valve, Non-rising Stem, Brass, Solder Connection, 200 WOG
Low Pressure Valves | S-301 | 103-407 | 1-1/2" | 80.5183 | Gate Valve, Non-rising Stem, Brass, Solder Connection, 200 WOG
Low Pressure Valves | S-301 | 103-408 | 2" | 116.9788 | Gate Valve, Non-rising Stem, Brass, Solder Connection, 200 WOG
Low Pressure Valves | S-301 | 103-409 | 2-1/2" | 223.341 | Gate Valve, Non-rising Stem, Brass, Solder Connection, 200 WOG
Low Pressure Valves | S-301 | 103-410 | 3" | 303.5868 | Gate Valve, Non-rising Stem, Brass, Solder Connection, 200 WOG
Low Pressure Valves | T-621 | 201-003 | 1/2" | 23.4568 | Boiler Drain, Brass, MNPT Connection, 125 WOG
Low Pressure Valves | T-621 | 201-004 | 3/4" | 26.2036 | Boiler Drain, Brass, MNPT Connection, 125 WOG
Low Pressure Valves | T-550 | 105-803 | 1/2" | 124.6742 | Horizontal Swing Check Valve, Stainless Steel, Threaded Connection, 200 WOG
Low Pressure Valves | T-550 | 105-804 | 3/4" | 148.131 | Horizontal Swing Check Valve, Stainless Steel, Threaded Connection, 200 WOG
Low Pressure Valves | T-550 | 105-805 | 1" | 198.271 | Horizontal Swing Check Valve, Stainless Steel, Threaded Connection, 200 WOG
Low Pressure Valves | T-550 | 105-806 | 1-1/4" | 263.1696 | Horizontal Swing Check Valve, Stainless Steel, Threaded Connection, 200 WOG
Low Pressure Valves | T-550 | 105-807 | 1-1/2" | 370.6872 | Horizontal Swing Check Valve, Stainless Steel, Threaded Connection, 200 WOG
Low Pressure Valves | T-550 | 105-808 | 2" | 464.9177 | Horizontal Swing Check Valve, Stainless Steel, Threaded Connection, 200 WOG
Thermoplastic | T/S-703 | 210-543 | 1/2" | 15.4889 | 5-Piece, Tru-Union, PVC, Schedule 80, Threaded & Solvent Connections, Schedule 80, 150 WOG
Thermoplastic | T/S-703 | 210-544 | 3/4" | 19.9906 | 5-Piece, Tru-Union, PVC, Schedule 80, Threaded & Solvent Connections, Schedule 80, 150 WOG
Thermoplastic | T/S-703 | 210-545 | 1" | 27.3917 | 5-Piece, Tru-Union, PVC, Schedule 80, Threaded & Solvent Connections, Schedule 80, 150 WOG
Thermoplastic | T/S-703 | 210-546 | 1-1/4" | 39.9703 | 5-Piece, Tru-Union, PVC, Schedule 80, Threaded & Solvent Connections, Schedule 80, 150 WOG
Thermoplastic | T/S-703 | 210-547 | 1-1/2" | 52.865 | 5-Piece, Tru-Union, PVC, Schedule 80, Threaded & Solvent Connections, Schedule 80, 150 WOG
Thermoplastic | T/S-703 | 210-548 | 2" | 72.5395 | 5-Piece, Tru-Union, PVC, Schedule 80, Threaded & Solvent Connections, Schedule 80, 150 WOG
Thermoplastic | T/S-703 | 210-549 | 2-1/2" | 155.0416 | 5-Piece, Tru-Union, PVC, Schedule 80, Threaded & Solvent Connections, Schedule 80, 150 WOG
Thermoplastic | T/S-703 | 210-550 | 3" | 237.8162 | 5-Piece, Tru-Union, PVC, Schedule 80, Threaded & Solvent Connections, Schedule 80, 150 WOG
Thermoplastic | T/S-703 | 210-551 | 4" | 469.5829 | 5-Piece, Tru-Union, PVC, Schedule 80, Threaded & Solvent Connections, Schedule 80, 150 WOG
Thermoplastic | T-701 | 210-203 | 1/2" | 5.232 | PVC Ball Valve, Schedule 80, Threaded Connection, 150 WOG
Thermoplastic | T-701 | 210-204 | 3/4" | 6.6926 | PVC Ball Valve, Schedule 80, Threaded Connection, 150 WOG
Thermoplastic | T-701 | 210-205 | 1" | 8.5238 | PVC Ball Valve, Schedule 80, Threaded Connection, 150 WOG
Thermoplastic | T-701 | 210-206 | 1-1/4" | 10.5839 | PVC Ball Valve, Schedule 80, Threaded Connection, 150 WOG
Thermoplastic | T-701 | 210-207 | 1-1/2" | 17.3419 | PVC Ball Valve, Schedule 80, Threaded Connection, 150 WOG
Thermoplastic | T-701 | 210-208 | 2" | 22.8028 | PVC Ball Valve, Schedule 80, Threaded Connection, 150 WOG
Thermoplastic | T-701 | 210-209 | 2-1/2" | 54.6962 | PVC Ball Valve, Schedule 80, Threaded Connection, 150 WOG
Thermoplastic | T-701 | 210-210 | 3" | 96.0726 | PVC Ball Valve, Schedule 80, Threaded Connection, 150 WOG
Thermoplastic | T-701 | 210-211 | 4" | 182.3461 | PVC Ball Valve, Schedule 80, Threaded Connection, 150 WOG
Thermoplastic | S-701 | 210-223 | 1/2" | 5.232 | PVC Ball Valve, Schedule 80, Solvent Connection, 150 WOG
Thermoplastic | S-701 | 210-224 | 3/4" | 6.6926 | PVC Ball Valve, Schedule 80, Solvent Connection, 150 WOG
Thermoplastic | S-701 | 210-225 | 1" | 8.5238 | PVC Ball Valve, Schedule 80, Solvent Connection, 150 WOG
Thermoplastic | S-701 | 210-226 | 1-1/4" | 10.5839 | PVC Ball Valve, Schedule 80, Solvent Connection, 150 WOG
Thermoplastic | S-701 | 210-227 | 1-1/2" | 17.3419 | PVC Ball Valve, Schedule 80, Solvent Connection, 150 WOG
Thermoplastic | S-701 | 210-228 | 2" | 22.8028 | PVC Ball Valve, Schedule 80, Solvent Connection, 150 WOG
Thermoplastic | S-701 | 210-229 | 2-1/2" | 56.9743 | PVC Ball Valve, Schedule 80, Solvent Connection, 150 WOG
Thermoplastic | S-701 | 210-230 | 3" | 96.0726 | PVC Ball Valve, Schedule 80, Solvent Connection, 150 WOG
Thermoplastic | S-701 | 210-231 | 4" | 175.3265 | PVC Ball Valve, Schedule 80, Solvent Connection, 150 WOG
Thermoplastic | T-702 | 210-703 | 1/2" | 5.0794 | PVC Ball Valve, Schedule 40, Threaded Connection, 150 WOG
Thermoplastic | T-702 | 210-704 | 3/4" | 6.4964 | PVC Ball Valve, Schedule 40, Threaded Connection, 150 WOG
Thermoplastic | T-702 | 210-705 | 1" | 8.2731 | PVC Ball Valve, Schedule 40, Threaded Connection, 150 WOG
Thermoplastic | T-702 | 210-706 | 1-1/4" | 10.2787 | PVC Ball Valve, Schedule 40, Threaded Connection, 150 WOG
Thermoplastic | T-702 | 210-707 | 1-1/2" | 16.8405 | PVC Ball Valve, Schedule 40, Threaded Connection, 150 WOG
Thermoplastic | T-702 | 210-708 | 2" | 22.1379 | PVC Ball Valve, Schedule 40, Threaded Connection, 150 WOG
Thermoplastic | S-702 | 210-723 | 1/2" | 5.0794 | PVC Ball Valve, Schedule 40, Solvent Connection, 150 WOG
Thermoplastic | S-702 | 210-724 | 3/4" | 6.4964 | PVC Ball Valve, Schedule 40, Solvent Connection, 150 WOG
Thermoplastic | S-702 | 210-725 | 1" | 8.2731 | PVC Ball Valve, Schedule 40, Solvent Connection, 150 WOG
Thermoplastic | S-702 | 210-726 | 1-1/4" | 10.2787 | PVC Ball Valve, Schedule 40, Solvent Connection, 150 WOG
Thermoplastic | S-702 | 210-727 | 1-1/2" | 16.8405 | PVC Ball Valve, Schedule 40, Solvent Connection, 150 WOG
Thermoplastic | S-702 | 210-728 | 2" | 22.1379 | PVC Ball Valve, Schedule 40, Solvent Connection, 150 WOG
Thermoplastic | S-605 | 210-603 | 1/2" | 9.81 | CPVC Ball Valve, Copper Tube Size, Solvent Connection, 150 WOG
Thermoplastic | S-605 | 210-604 | 3/4" | 11.7175 | CPVC Ball Valve, Copper Tube Size, Solvent Connection, 150 WOG
Thermoplastic | S-605 | 210-605 | 1" | 16.8405 | CPVC Ball Valve, Copper Tube Size, Solvent Connection, 150 WOG
Thermoplastic | S-605 | 210-606 | 1-1/4" | 21.2877 | CPVC Ball Valve, Copper Tube Size, Solvent Connection, 150 WOG
Thermoplastic | S-605 | 210-607 | 1-1/2" | 34.0189 | CPVC Ball Valve, Copper Tube Size, Solvent Connection, 150 WOG
Thermoplastic | S-605 | 210-608 | 2" | 43.5564 | CPVC Ball Valve, Copper Tube Size, Solvent Connection, 150 WOG
Thermoplastic | T-711 | 210-303 | 1/2" | - | In-Line Check Valve, PVC, Schedule 40, Threaded Connection, 150 WOG
Thermoplastic | T-711 | 210-304 | 3/4" | - | In-Line Check Valve, PVC, Schedule 40, Threaded Connection, 150 WOG
Thermoplastic | T-711 | 210-305 | 1" | - | In-Line Check Valve, PVC, Schedule 40, Threaded Connection, 150 WOG
Thermoplastic | T-711 | 210-306 | 1-1/4" | - | In-Line Check Valve, PVC, Schedule 40, Threaded Connection, 150 WOG
Thermoplastic | T-711 | 210-307 | 1-1/2" | - | In-Line Check Valve, PVC, Schedule 40, Threaded Connection, 150 WOG
Thermoplastic | T-711 | 210-308 | 2" | - | In-Line Check Valve, PVC, Schedule 40, Threaded Connection, 150 WOG
Thermoplastic | S-700 | 210-403 | 1/2" | - | Union, PVC, Schedule 80, Solvent Connection, 150 WOG
Thermoplastic | S-700 | 210-404 | 3/4" | - | Union, PVC, Schedule 80, Solvent Connection, 150 WOG
Thermoplastic | S-700 | 210-405 | 1" | - | Union, PVC, Schedule 80, Solvent Connection, 150 WOG
Thermoplastic | S-700 | 210-406 | 1-1/4" | - | Union, PVC, Schedule 80, Solvent Connection, 150 WOG
Thermoplastic | S-700 | 210-407 | 1-1/2" | - | Union, PVC, Schedule 80, Solvent Connection, 150 WOG
Thermoplastic | S-700 | 210-408 | 2" | - | Union, PVC, Schedule 80, Solvent Connection, 150 WOG
Thermoplastic | S-700 | 210-409 | 2-1/2" | - | Union, PVC, Schedule 80, Solvent Connection, 150 WOG
Thermoplastic | S-700 | 210-410 | 3" | - | Union, PVC, Schedule 80, Solvent Connection, 150 WOG
Thermoplastic | S-700 | 210-411 | 4" | - | Union, PVC, Schedule 80, Solvent Connection, 150 WOG
Dielectric Unions | Dielectric Union Solder x FIP | 701-103 | 1/2" | 12.4042 | Dielectric Union, Brass, Solder x Galvanized FNPT Connection, BUNA Seats, 250 PSI
Dielectric Unions | Dielectric Union Solder x FIP | 701-104 | 3/4" | 14.8785 | Dielectric Union, Brass, Solder x Galvanized FNPT Connection, BUNA Seats, 250 PSI
Dielectric Unions | Dielectric Union Solder x FIP | 701-105 | 1" | 21.691 | Dielectric Union, Brass, Solder x Galvanized FNPT Connection, BUNA Seats, 250 PSI
Dielectric Unions | Dielectric Union Solder x FIP | 701-106 | 1-1/4" | 32.3839 | Dielectric Union, Brass, Solder x Galvanized FNPT Connection, BUNA Seats, 250 PSI
Dielectric Unions | Dielectric Union Solder x FIP | 701-107 | 1-1/2" | 48.0254 | Dielectric Union, Brass, Solder x Galvanized FNPT Connection, BUNA Seats, 250 PSI
Dielectric Unions | Dielectric Union Solder x FIP | 701-108 | 2" | 77.0739 | Dielectric Union, Brass, Solder x Galvanized FNPT Connection, BUNA Seats, 250 PSI
Dielectric Unions | Dielectric Union Black Iron FIP x FIP | 701-403 | 1/2" | 15.5216 | Dielectric Union, Black Iron, Threaded Connection, 250 PSI
Dielectric Unions | Dielectric Union Black Iron FIP x FIP | 701-404 | 3/4" | 20.8517 | Dielectric Union, Black Iron, Threaded Connection, 250 PSI
Dielectric Unions | Dielectric Union Black Iron FIP x FIP | 701-405 | 1" | 33.9317 | Dielectric Union, Black Iron, Threaded Connection, 250 PSI
Dielectric Unions | Dielectric Union Black Iron FIP x FIP | 701-406 | 1-1/4" | 51.5679 | Dielectric Union, Black Iron, Threaded Connection, 250 PSI
Dielectric Unions | Dielectric Union Black Iron FIP x FIP | 701-407 | 1-1/2" | 77.6298 | Dielectric Union, Black Iron, Threaded Connection, 250 PSI
Dielectric Unions | Dielectric Union Black Iron FIP x FIP | 701-408 | 2" | 125.3173 | Dielectric Union, Black Iron, Threaded Connection, 250 PSI
Dielectric Unions | Dielectric Union Galv. FIP x FIP | 701-413 | 1/2" | 14.6605 | Dielectric Union, Galvanized, Threaded Connection, 250 PSI
Dielectric Unions | Dielectric Union Galv. FIP x FIP | 701-414 | 3/4" | 19.3257 | Dielectric Union, Galvanized, Threaded Connection, 250 PSI
Dielectric Unions | Dielectric Union Galv. FIP x FIP | 701-415 | 1" | 32.9398 | Dielectric Union, Galvanized, Threaded Connection, 250 PSI
Dielectric Unions | Dielectric Union Galv. FIP x FIP | 701-416 | 1-1/4" | 49.3552 | Dielectric Union, Galvanized, Threaded Connection, 250 PSI
Dielectric Unions | Dielectric Union Galv. FIP x FIP | 701-417 | 1-1/2" | 73.5314 | Dielectric Union, Galvanized, Threaded Connection, 250 PSI
Dielectric Unions | Dielectric Union Galv. FIP x FIP | 701-418 | 2" | 118.7773 | Dielectric Union, Galvanized, Threaded Connection, 250 PSI
Basket Strainers | SS-306 | 300-006 | 300 Series Stainless Steel | 47.3688 | Designer Series: Snap-N-Loc Basket Strainer
Basket Strainers | SS-306B | 300-008 | 300 Series Stainless Steel | 56.916 | Designer Series: Snap-N-Loc Basket Strainer, Brass Locknut
Basket Strainers | BS-313B | 300-017CLAM | Brushed Stainless | 78.3864 | Designer Series: Snap-N-Loc Basket Strainer, Brass Locknut, Stainless Steel Body & Basket
Basket Strainers | SS-304 | 300-001 | Chrome Plated Brass | 67.5108 | Designer Series: Twist-N-Loc Basket Strainer
Basket Strainers | SS-304B | 300-003 | Chrome Plated Brass | 81.54 | Designer Series: Twist-N-Loc Basket Strainer, Brass Locknut
Basket Strainers | BS-325B | 300-023CLAM | Brushed Stainless | 84.51 | Designer Series: Twist-N-Loc Basket Strainer, Brass Locknut, Stainless Steel Body & Basket
Basket Strainers | SS-305 | 300-004 | Chrome Plated Brass | 77.4468 | Designer Series: Easy-Loc Basket Strainer
Basket Strainers | SS-420 | 300-011 | 300 Series Stainless Steel | 43.686 | Designer Series: Mag-Na-Loc Basket Strainer
Basket Strainers | SS-440B | 300-014 | 300 Series Stainless Steel | 44.5824 | Designer Series: Snap-Tite Basket Strainer
Basket Strainers | SS-430 | 300-013 | 300 Series Stainless Steel | 24.9912 | Designer Series: Snap-N-Seal Basket Strainer
Basket Strainers | BS-323-DBS | 300-021CLAM | Brushed Stainless | 65.4372 | Designer Series: Push-N-Seal II Basket Strainer
Basket Strainers | SS-308 | 300-101 | Chrome Plated Brass | 52.1316 | Designer Series: Small Wonder Basket Strainer
Basket Strainers | SS-310 | 300-102 | Chrome Plated Brass | 39.9816 | Designer Series: Bar-Ette Basket Strainer
Basket Strainers | SS406 | 305-406 | 430 Stainless Steel | - | Builder Series: Snap Loc Basket Strainer
Basket Strainers | SS400 | 305-400 | 430 Stainless Steel | 18.1656 | Builder Series: Disposer Basket Strainer & Stopper
Basket Strainers | SS401 | 305-401 | 430 Stainless Steel | 18.1656 | Builder Series: Economy Basket Strainer
Basket Strainers | SS404 | 305-404 | 430 Stainless Steel | - | Builder Series: Twist-Loc Basket Strainer
Basket Strainers | SS405 | 305-405 | 430 Stainless Steel | - | Builder Series: Easy-Loc Basket Strainer
Basket Strainers | SS409 | 305-408 | 430 Stainless Steel | 26.5464 | Builder Series: Economy Deep Cup Basket Strainer
Basket Strainers | SS410 | 305-410 | 430 Stainless Steel | - | Builder Series: Bar Sink Basket Strainer
Basket Strainers | SS-304 BASKET | 301-001 |  | 21.762 | SS-304 Replacement Basket
Basket Strainers | SS-306 BASKET | 301-002 |  | 18.9 | SS-306 Replacement Basket
Basket Strainers | BRASS TAIL NUT | 302-106 |  | 12.1932 | Brass Tailnut for Basket Strainers